## BOQ Summary
LANDSLIDE MITIGATION MEASURES AT 02 LOCATIONS IN MATHARA & HAMANTHOTA DISTRICTS (SITE NO. 104,150) UNDER PACKAGE - 06F OF REDUCTION OF LANDSLIDE VULNERABILITY BY MITIGATION MEASURES PROJECT (RLVMMP) |  |  |  |  | Landslide Mitigation Measures at 05 Locations in Nuwara Eliya District (Site no. 42, 43, 44, 101 & 103) under Package 6A of Reduction of Landslide Vulnerability by Mitigation Measures Project (RLVMMP)
RLVMMP/WORKS/06F
GRAND SUMMARY
| DESCRIPTION |  | AMOUNT (Rs.)
1 | BILL No. 01 - GENERAL PRELIMINARIES
2 | BILL NO. 02 - REDUCTION OF LANDSLIDE VULNERABILITY BY MITIGATION MEASURES DENIYAYA HOSPITAL (SITE NO. 104)
3 | BILL NO. 03 - REDUCTION OF LANDSLIDE VULNERABILITY BY MITIGATION MEASURES AT WALASMULLA NATIONAL SCHOOL (SITE NO. 151)
4 | BILL NO. 04 - PROVISIONAL SUMS |  | 5435000
5 | BILL NO. 05- OVERHEAD AND PROFIT BY THE CONTRACTOR FOR PROVISIONAL SUMS |  | 0
6 | BILL NO. 6 - DAYWORK |  | 0
7 | SUB TOTAL (Bill No. 01 - 06) |  |  | #DIV/0!
8 | ADD 10% PHYSICAL CONTINGENCIES TO SUB TOTAL | 10%
9 | TENDER PRICE EXCLUDING VAT & DISCOUNTS | Rs.
10 | DISCOUNT (IF ANY) |  | 0
11 | DISCOUNTED TENDER PRICE EXCLUDING VAT |  | 0
12 | ADD VAT | 18% | 0
13 | DISCOUNTED TENDER PRICE INCLUDING VAT | Rs. | 0
2399333330.8783
2338661401.2867
2221604935.9984
#REF!
#REF!
2492934380.801

## Bill No 1
BILL No. 1 - GENERAL PRELIMINARIES | [7 empty] | 0%
BOQ ITEM | PAY ITEM | DESCRIPTION | UNIT | QTY | RATE | AMOUNT (Rs) |  |  |  | 1650000
1.1 |  | CONTRACTOR'S SITE ESTABLISHMENT |  |  |  |  | #REF! | 12400000
1.1.1 | 106.4(1) | Mobilization of Contractor's Facilities and Plant/ Equipment | LS |  |  |  | 0 |  | 14743590.7073
1.1.2 | 106.4(2) | De-mobilization of Contractor's Facilities and Plant/Equipment | LS |  |  |  | 0 |  | 6112122.6142
1.1.3 | 106.4(3) | Maintenance of Site establishment for the Contractor | mth | 9 |  |  | 0 |  | 4431104.9945
1.2 |  | QUALITY STANDARD & PROGRESS
1.2.1 | 106.5(1) | Progress Reports | mth | 9 |  | 0 |  |  | 287972.3361
1.3 |  | PROJECT NAME BOARDS/ PLAQUES
1.3.1 | 106.6(1) | Provide and Maintain project Name Boards | Nr | 2 |  | 0 |  |  | 646247.5656
1.3.2 | 106.6(2) | Project Inauguration Plaque and related services | PS | - | - | Refer Bill No.04 item 4.1
1.4 |  | SERVICES
1.4.1 | 110(1) | Temporary supporting and protecting public utility services during execution of works | PS | - | - | Refer Bill No.04 item 4.2
1.5 |  | SETTING-OUT, CROSS SECTION SURVEY & DRAWINGS
1.5.1 | 115(1) | Allow for setting out work, working drawings, as build drawings and cross sections | LS | [5 empty] | 3284842.0902
1.6 |  | ENVIRONMENTAL MANAGEMENT
1.6.1 | 2000(1) | Allow for submission of satisfactory Environmental Management ActionPlan (EMAP) and on-site arrangement before commencing the project actions | LS | [5 empty] | 921101.9148
1.6.2 | 2000(2) | Allow for Baseline Environmental Monitoring and submission of the report | LS | [5 empty] | 2032745.9016
1.6.3 | 2000(4) | Monitoring Environmental Quality Parameters and Environmental mitigation measures during construction | PS | - | - | Refer Bill No.04 item 4.3 |  |  | #VALUE!
1.6.5 | 2000(3) | ESMP Monthly Progress Reports | mth | 9 |  | 0
1.7 |  | TRAFFIC CONTROL | [6 empty] | 120000
1.7.1 | 101(1) | Management, Safety & Control & Temporary Diversion of Traffic, including provision of a general traffic management plan | PS | - | - | Refer Bill No.04 item 4.4 | 161000 |  | 1532464.5492
1.8 |  | HEALTH & SAFETY | [5 empty] | 6250
1.8.1 | 2003(1) | Health and safety meassures during construction confirming to the latest industrial standards | mth | 9 |  | 0
1.8.2 | 2003(2) | Awareness Programme for STDs | PS | - | - | Refer Bill No.04 item 4.5
1.9 |  | UTILITY RELOCATION | [5 empty] | Proj manager | 1 | full | 500000 | 500000
1.9.1 | 203(1) | Relocation of utility services as per requirements of the utility service agency | PS | - | - | Refer Bill No.04 item 4.6 |  | Geo technical Engineer | 1 | full | 350000 | 350000
1.10 |  | CONSTRUCTION MANAGEMENT & STAFF | [5 empty] | site engineer | 6 | full | 1200000 | 200000
1.10.1 | 120(1) | Project Manager / Contractor’s representative (01 no. Full time) As per the Specifications subsection 120 - Appendix A | Man months | 9 |  | 0
1.10.2 | 120(1) | Geotechnical Engineer (01 no.Full time) As per the Specifications subsection 120 - Appendix A | Man months | 9 |  | 0
1.10.3 | 120(1) | Site Engineers (01 no.Full time) As per the Specifications subsection 120 - Appendix A | Man months | 9 |  | 0
1.10.4 | 120(1) | Technical Officers (02 nos. Full time) As per the Specifications subsection 120 - Appendix A | Man months | 9 |  | 0
1.10.5 | 120(1) | Surveyor (01 no.Full time) As per the Specifications subsection 120 - Appendix A | Man months | 9 |  | 0
1.10.6 | 120(1) | QA/QC Engineer (01 no.Full time) As per the Specifications subsection 120 - Appendix A | Man months | 9 |  | 0
1.10.7 | 120(1) | Quantity Surveyor (01 no.Full time) As per the Specifications subsection 120 - Appendix A | Man months | 9 |  | 0
1.10.8 | 120(1) | Environmental & Social Officer (01 no.Full time) As per the Specifications subsection 120 - Appendix A | Man months | 9 |  | 0
1.10.9 | 120(1) | Health & Safety Officer (01 no.Full time) As per the Specifications subsection 120 - Appendix A | Man months | 9 |  | 0
1.11 |  | MONITORING | [5 empty] | Safety officer | 1 | full | 80000 | 80000
1.11.1 | 703(1) | Instrumentation as per Section 1300 | PS | - | - | Refer Bill No.04 item 4.7 |  | Technical officer | 6 | full | 510000 | 85000
1.11.2 | 703(2) | Monitoring & testing as per Section 1300 | mth | 9 |  | 0 |  | QS | 2 | full | 240000 | 120000
1.12 |  | REMOVAL OF EXISTING STRUCTURES
1.12.1 |  | Removal of existing srtuctures and related work | PS | - | - | Refer Bill No.04 item 4.8 | 0
1.13 |  | DEVELOPMENT OF ACCESS ROADS, REHABILITATION OF ROADS & EXISTING DRAINAGE
1.13.1 |  | Development of access roads & Rehabilitation of Road Pavement, drainage and relevant work (items under this work shall comply with CIDA publication SCA - 05 - Second edition [STANDARD SPECIFICATION FOR CONSTRUCTION AND MAINTENANCE OF ROADS AND BRIDGES] | PS | - | - | Refer Bill No.04 item 4.9
| Total of Bill No 1 - Preliminaries (Transfer to Summary of Bills of Quantities) |  |  |  |  | 0 |  |  |  |  | 0
#REF!

## Bill No. 2
BILL NO. 02 - REDUCTION OF LANDSLIDE VULNERABILITY BY MITIGATION MEASURES DENIYAYA HOSPITAL (SITE NO. 104)
| DESCRIPTION | AMOUNT (Rs.)
| BILL No. 2.1 - SITE CLEARING | 0
| BILL No. 2.2- EARTH WORKS | 0
| BILL No. 2.3 - STRUCTURE CONSTRUCTION | 0
| BILL No. 2.4- SOIL NAILING AND HORIZONTAL DRAINS | 0
| SUB TOTAL CARRIED TO GRAND SUMMARY | 0

## Bill 2.1
BILL No. 2.1 - SITE CLEARING |  |  | BILL NO. 02 - REDUCTION OF LANDSLIDE VULNERABILITY BY MITIGATION MEASURES DENIYAYA HOSPITAL (SITE NO. 104)
BOQ ITEM | PAY ITEM | DESCRIPTION | UNIT | QTY | RATE | AMOUNT (Rs) |  | Reshaping Gabion & Nailing
2.1.1 |  | CLEARING AND GRUBBING |  |  |  |  | Drain
2.1.1.1 | 201(1) | Clearing and grubbing inclusive of backfilling holes and trenches caused by removal of stumps and boulders (Average depth 150mm) | m2 | 1650 |  | 0 | 1127.4969 | 506.28 | 1633.7769
2.1.1.2 | 201(2) | Removal of trees: 300 ≤ Girth < 600 mm | nr | 15 |  | 0 | ROUGH QTY
2.1.1.3 | 201(3) | Removal of trees: 600 ≤ Girth < 1,200 mm | nr | 8 |  | 0
2.1.1.4 | 201(4) | Removal of trees: 1,200 ≤ Girth < 2,000 mm | nr | 6 |  | 0
2.1.1.5 | 201(5) | Removal of trees: 2,000 < Girth mm | nr | 2 |  | 0
2.1.1.6 | 201(6) | Removal of stumps of previously fallan trees; 300≤ Girth< 600mm | nr | 10 |  | 0
2.1.1.7 | 201(10) | Removal of overhanging branches: 300 ≤ Girth | nr | 10 |  | 0
2.1.2 |  | REMOVAL OF EXISTING STRUCTURES
2.1.2.1 | 202(1) | Dismantle and remove rubble / brick masonry structures | m3 | 10 |  | 0
2.1.2.2 | 202(3) | Dismantle and remove concrete (R/F or mass) structures | m3 | 10 |  | 0
| Total of Bill No 2.1 - Site Clearing (Transfer to Summary of Bills of Quantities) |  |  |  |  | 0

## Bill 2.2
BILL No. 2.2 - EARTHWORKS |  |  | BILL NO. 02 - REDUCTION OF LANDSLIDE VULNERABILITY BY MITIGATION MEASURES DENIYAYA HOSPITAL (SITE NO. 104)
BOQ ITEM | PAY ITEM | DESCRIPTION | UNIT | QTY | RATE | AMOUNT (Rs)
2.2.1 |  | SIDE SLOPE EXCAVATION OR TRIMMING
2.2.1.1 | 301(1) | Excavation of slope up to required angle (suitable & unsuitable soils including soft rock) | m3 | 128 |  | 0 | 127.64
2.2.1.2 | 301(2) | Excavation and disposal of Boulders - 0.25 m3 - 1.0 m3 (Provisional Quantity, rate shall include for backfilling holes ) | m3 | 30 |  | 0 |  | ROUGH QTY
2.2.1.3 | 301(3) | Excavation (chemical blasting) and disposal of Hard rock > 1.0 m3 (Provisional Quantity , rate shall include for backfilling holes ) | m3 | 20 |  | 0
2.2.1.4 | 301(3) | Excavation (mechanical breaking) and disposal of Hard rock > 1.0 m3 (Provisional Quantity , rate shall include for backfilling holes ) | m3 | 15 |  | 0
2.2.1.5 | 301(5) | Disposal of excess soils away from site( provisional Qty.) | m3 | 128 |  | 0 | 128
2.2.2 |  | EXCAVATION AND BACKFILL FOR STRUCTURES
2.2.2.1 | 302(1) | Excavation for Drains and Catch pits, soil suitable for filling including soft rock for reuse(Rate shall include Excavation & Backfill for the working space) | m3 | 155 |  | 0 | 153.7499
2.2.2.2 | 302(1) | Excavation for Culvert & Cantilever Retaining Wall soil suitable for filling including soft rock for reuse(Rate shall include Excavation & Backfill for the working space) | m3 | 96 |  | 0 | 95.1218
2.2.2.3 | 302(6) | Backfill behind the Culvert & Cantilever Retaining Wall with suitable existing soil for structures.(Rate shall include for necessary compaction.) | m3 | 110 |  | 0 | 109.457
2.2.2.4 | 302(2) | Excavation and disposal of Boulders - 0.25 m3 - 1.0 m3 (Provisional Quantity, rate shall include for backfilling holes ) | m3 | 25 |  | 0 |  |  | ROUGH QTY
2.2.2.5 | 302(3) | Excavation (chemical blasting) and disposal of Hard rock > 1.0 m3 (Provisional Quantity , rate shall include for backfilling holes ) | m3 | 20 |  | 0
2.2.2.6 | 301(3) | Excavation (mechanical breaking) and disposal of Hard rock > 1.0 m3 (Provisional Quantity , rate shall include for backfilling holes ) | m3 | 10 |  | 0
2.2.2.7 | 302(7) | Disposal of excess soils away from site | m3 | 25 |  | 0
| Total of Bill No 2.2 - Earthworks (Transfer to Summary of Bills of Quantities) |  |  |  |  | 0

## Bill 2.3
BILL No. 2.3 - STRUCTURE CONSTRUCTION |  |  | BILL NO. 02 - REDUCTION OF LANDSLIDE VULNERABILITY BY MITIGATION MEASURES DENIYAYA HOSPITAL (SITE NO. 104)
BOQ ITEM | PAY ITEM | DESCRIPTION | UNIT | QTY | RATE | AMOUNT (Rs)
2.3.1 |  | DS(M)-B DRAIN
2.3.1.1 | 601(1) | Concrete C15/20 for beds poured on or against earth or un-blinded hardcore | m3 | 10 |  | 0 | 9.2925
2.3.1.2 | 601(3) | Concrete C25/20 for walls and base of drains. Rate shall include expansion joints | m3 | 45 |  | 0 | 44.5206
2.3.1.3 | 602(1) | Tor – Steel reinforcement | kg | 2900 |  | 0 | 2895.4626
2.3.1.4 | 605(1) | Formwork for concrete sides of drains plain smooth finish | m2 | 580 |  | 0 | 578.542
2.3.2 |  | DS(M)-C DRAIN
2.3.2.1 | 601(1) | Concrete C15/20 for beds poured on or against earth or un-blinded hardcore | m3 | 1 |  | 0 | 0.121
2.3.2.2 | 601(3) | Concrete C25/20 for walls and base of drains. Rate shall include expansion joints | m3 | 1 |  | 0 | 0.605
2.3.2.3 | 602(1) | Tor – Steel reinforcement | kg | 40 |  | 0 | 39.6258
2.3.2.4 | 605(1) | Formwork for concrete sides of drains plain smooth finish | m2 | 9 |  | 0 | 8.051
2.3.3 |  | DS(M)-F DRAIN
2.3.3.1 | 601(1) | Concrete C15/20 for beds poured on or against earth or un-blinded hardcore | m3 | 1 | 0 | 0 | 0.86873
2.3.3.2 | 601(3) | Concrete C25/20 for walls and base of drains. Rate shall include expansion joints | m3 | 7 | 0 | 0 | 6.6157
2.3.3.3 | 602(1) | Tor – Steel reinforcement | kg | 300 | 0 | 0 | 299.2045
2.3.3.4 | 605(1) | Formwork for concrete sides of drains plain smooth finish | m2 | 59 | 0 | 0 | 58.2445
2.3.4 |  | DS(C)-C CASCADE DRAIN
2.3.4.1 | 601(1) | Concrete C15/20 for beds poured on or against earth or un-blinded hardcore | m3 | 2 | 0 | 0 | 1.6085
2.3.4.2 | 601(3) | Concrete C25/20 for walls and base of drains. Rate shall include expansion joints | m3 | 9 | 0 | 0 | 8.2838
2.3.4.3 | 602(1) | Tor – Steel reinforcement | kg | 440 | 0 | 0 | 438.0213
2.3.4.4 | 605(1) | Formwork for concrete sides of drains plain smooth finish | m2 | 122 | 0 | 0 | 121.7132
2.3.5 |  | DS(B)-C TYPE II DRAIN
2.3.5.1 | 601(1) | Concrete C15/20 for beds poured on or against earth or un-blinded hardcore | m3 | 2 | 0 | 0 | 1.188
2.3.5.2 | 601(3) | Concrete C25/20 for walls and base of drains. Rate shall include expansion joints | m3 | 4 | 0 | 0 | 3.168
2.3.5.3 | 602(1) | Tor – Steel reinforcement | kg | 200 | 0 | 0 | 183.9259
2.3.5.4 | 605(1) | Formwork for concrete sides of drains plain smooth finish | m2 | 20 | 0 | 0 | 17.82
2.3.6 |  | HOT DIPPED GALVANIZED MILD STEEL DOWELS
2.3.6.1 | 606(1) | Supply and install (16 mm dia. ) hot dipped galvanized mild steel grouted dowels | m | 41 |  | 0 | 41
2.3.7 |  | CANTILEVER TYPE RTAINING WALL
2.3.7.1 | 601(1) | Concrete C15/20 for beds poured on or against earth or un-blinded hardcore | m3 | 2 |  | 0 | 1.1458
2.3.7.2 | 601(3) | Concrete C25/20 for base of Retaining wall. Rate shall include expansion joints | m3 | 32 |  | 0 | 31.9176
2.3.7.3 | 602(1) | Tor – Steel reinforcement | kg | 2700 |  | 0 | 2687.8687
2.3.7.4 | 605(1) | Formwork for concrete sides of walls plain smooth finish | m2 | 142 |  | 0 | 140.7648
2.3.7.5 | 302(5) | Backfill with crush stone aggregate (20-200mm) | m3 | 18 |  | 0 | 17.3501
2.3.7.6 | 406(1) | Weep hole using UPVC pipes (PNT 7) - 90mm dia | m | 20 |  | 0 | 19.965
2.3.7.7 | 405(2) | Geotextile/ Filter fabric | m2 | 60 |  | 0 | 59.7432
2.3.8 |  | STEEL GRATING FOR DRAINS
2.3.8.1 |  | Supply, Fabricate and install steel grating with accessories as per the detailed drawing No. RLVMMP/WORKS/NCB/PHII/104-DH/DR-06a (rate shall include painting two coats of anticorrosive paint and one coat of Enamel paint) | m2 | 3 |  | 0 | 2.904
2.3.9 |  | SAFETY FENCE (CHAIN LINK FENCE)
2.3.9.1 | 504(1) | Chain link wire fence, core wire diameter 3.0 mm with 50mm x 50mm openings, fence height 1.5 m, including GI pipes / posts(in 2m intervals), Excavation, Concrete works and all as per the detailed drawing No. RLVMMP/WORKS/NCB/PHII/150/L1&L2/DR-07 | m | 17 |  | 0 | 16.368
2.3.10 |  | CULVERT CONSTRUCTION
2.3.10.1 |  | Construct a culvert as per the engineer's instructions. | PS |  |  | Refer Bill No.04 item 4.10
| Total of Bill No 2.3 - Structure Construction (Transfer to Summary of Bills of Quantities) |  |  |  |  | 0

## Bill 2.4
BILL No. 2.4 - SOIL NAILING AND HORIZONTAL DRAINS |  |  | BILL NO. 02 - REDUCTION OF LANDSLIDE VULNERABILITY BY MITIGATION MEASURES DENIYAYA HOSPITAL (SITE NO. 104)
BOQ ITEM | PAY ITEM | DESCRIPTION | UNIT | QTY | RATE | AMOUNT (Rs)
Note : Dowels will be used for fixing wire mesh whenever necessary and will be paid seperately
Note 2:For the Soil nailing work, quantity shall be measured in linear meter along the nail starting from interface between facings (i.e. bottom of shotcrete face, bottom of grid beam face, bottom of pillow face or bottom of bearing plate) to the tip of the nail. No payment shall be made for the nail inside the nail head and inside the facing structure (i.e. grid beam, shotcrete, pillow etc.) Payment shall be made only for the grouted length of the soil nail reinforcement. Any additional cost shall be included in to the unit rate of the BOQ item.
2.4.1 |  | SOIL NAILING
2.4.1.1 | 701(1) | Temporary working platform for soil nailing works | LS
2.4.1.2 | 701(2)b | 32mm dia. soil nails (less than or equal to 12m length) inserted into 125mm dia. bore hole with grouting | m | 1486 |  | 0 | 1486
2.4.1.3 | 701(4)d | Coated Metallic Mesh for Non-Embedded Grid Beam method including connecting clips, and other necessary accessories | m2 | 442 |  | 0 | 441.0422
2.4.1.4 | 701(7) | Non embedded Grid beam concrete C 30/20 with nail heads including slope preparation, formwork, RF and dowels. | m | 395 |  | 0 | 388.542
2.4.1.5 | 701(6) | Non embedded boundary beams concrete C30/20 including slope preparation, excavation, formwork and reinforcement & dowels. | m | 100 |  | 0 | 98.56
2.4.1.6 | 606(1) | Supply and install (12 mm dia. ) hot dipped galvanized mild steel grouted dowels | m | 120 |  | 0
2.4.1.7 | 701(10) | Pull-Out test for test nails | No | 8 |  | 0 | 7.35
2.4.2 |  | HORIZONTAL DRAINS
2.4.2.1 | 702(1) | 90mm dia Long Drain with perforated UPVC pipes (PNT 11) . Rate shall include for drilling through any type of soil and associated work and disposal of drilled material away from the site as directed by the Engineer. | m | 80 |  | 0 | 80
2.4.3 |  | GRASSING/PLANTING
2.4.3.1 | 701(5) | Coir mesh | m2 | 442 |  | 0 | 442
2.4.3.2 | 502(1) | Turfing/Planting/Seeding on slope stabilized surface and regular maintenane for three months | m2 | 442 |  | 0 | 442
2.4.3.3 | 502(2) | Turfing as directed by the Engineer, and regular maintanance for three months | m2 | 50 |  | 0 |  | ROUGH QTY
| Total of Bill No 2.4 - Soil Nailing and Horizontal Draining (Transfer to Summary of Bills of Quantities) |  |  |  |  | 0

## 2QTY (2) (hidden)
REDUCTION OF LANDSLIDE VULNERABILITY BY MITIGATION MEASURES SITE Deniyaya Hospital- QUANTITY CALCULATION
| L / Area | W / Space | H | Nr | Qty | Qty-Total | Unit | Add 10% | Rounded
BILL 02 : SITE CLEARING
Clearing and grubbing
Nailing Area 01
~CS01 | 4.81 | 15.52 |  |  | 74.6512 |  | m2 | 82.1163 | 82.12
CS01-CS02 | 5.02 | 15.095 |  |  | 75.7769 |  | m2 | 83.3546 | 83.36
CS02-CS03 | 5.02 | 12.66 |  |  | 63.5532 |  | m2 | 69.9085 | 69.91
CS03-CS04 | 3.81 | 12.475 |  |  | 47.5298 |  | m2 | 52.2827 | 52.29
CS04-CS05 | 5.02 | 14.1 |  |  | 70.782 |  | m2 | 77.8602 | 77.87
CS05-CS06 | 5.02 | 14.185 |  |  | 71.2087 |  | m2 | 78.3296 | 78.33
CS06~ | 3.92 | 14.47 |  |  | 56.7224 |  | m2 | 62.3946 | 62.4
Nailing Area 02
~CS01 | 0 | 0 |  |  | 0 |  | m2 | 0 | 0
CS01-CS02 | 0 | 0 |  |  | 0 |  | m2 | 0 | 0
CS02-CS03 | 0 | 0 |  |  | 0 |  | m2 | 0 | 0
CS03~ | 0 | 0 |  |  | 0 |  | m2 | 0 | 0
Gabion Wall Type 2
~CS01 | 0 | 0 |  |  | 0 |  | m2 | 0 | 0
CS01-CS02 | 0 | 0 |  |  | 0 |  | m2 | 0 | 0
CS02-CS03 | 0 | 0 |  |  | 0 |  | m2 | 0 | 0
CS03~ | 0 | 0 |  |  | 0 |  | m2 | 0 | 0
CS07 | 0 | 0 |  |  | 0 |  | m2 | 0 | 0
0
~CS05 | 0 | 0 |  |  | 0 |  | m2 | 0 | 0
CS05-CS06 | 0 | 0 |  |  | 0 |  | m2 | 0 | 0
CS06~ | 0 | 0 |  |  | 0 |  | m2 | 0 | 0
506.28
BILL 03 : EARTHWORKS
Excavation - suitable soil
Excavation and disposal - unsuitable soil
Side Slope Excavation
Reshaping and Trimming
Nailing Area 01
~CS01 | 4.81 | 5.72 |  |  | 27.5132 |  | m3 | 30.2645 | 30.27
CS01-CS02 | 5.02 | 6.185 |  |  | 31.0487 |  | m3 | 34.1536 | 34.16
CS02-CS03 | 5.02 | 6.55 |  |  | 32.881 |  | m3 | 36.1691 | 36.17
CS03-CS04 | 3.81 | 6.45 |  |  | 24.5745 |  | m3 | 27.032 | 27.04
CS04-CS05 | 5.02 | 0 |  |  | 0 |  | m4 | 0 | 0
CS05-CS06 | 5.02 | 0 |  |  | 0 |  | m5 | 0 | 0
CS06~ | 3.92 | 0 |  |  | 0 |  | m6 | 0 | 0
127.64
Excavation for structures- suitable soil
Excavation for structures and disposal - unsuitable soil
Excavation for Structures
Gabion Wall
Nailing Area 01
~CS01 |  |  |  |  | 0 | 0 | m3 | 0 | 0
CS01-CS02 |  |  |  |  | 0 | 0 | m3 | 0 | 0
CS02-CS03 |  |  |  |  | 0 | 0 | m3 | 0 | 0
CS03-CS04 |  |  |  |  | 0 | 0 | m3 | 0 | 0
CS05-CS06 | 5.02 | 0 |  |  | 0 | 0 | m3 | 0 | 0
0
Retaining Wall
CS02-CS03 | 5.02 | 4.45 |  |  | 22.339 | 22.339 | m3 | 24.5729 | 24.5729
CS03-CS04 | 3.81 | 5.005 |  |  | 19.0691 | 19.0691 | m3 | 20.976 | 20.976
CS04-CS05 | 5.02 | 4.45 |  |  | 22.339 | 22.339 | m3 | 24.5729 | 24.5729
70.1218
Back Filling
Gabion Wall
Nailing Area 01
~CS01 | 0 | 0 |  |  | 0 | 0 | m3 | 0 | 0
CS01-CS02 | 0 | 0 |  |  | 0 | 0 | m3 | 0 | 0
CS02-CS03 | 0 | 0 |  |  | 0 | 0 | m3 | 0 | 0
CS03-CS04 | 0 | 0 |  |  | 0 | 0 | m3 | 0 | 0
CS05-CS06 | 5.02 | 0 |  |  | 0 | 0 | m3 | 0 | 0
m3
Retaining Wall
CS02-CS03 | 5.02 | 6.2 |  |  | 31.124 | 31.124 | m3 | 34.2364 | 34.2364
CS03-CS04 | 3.81 | 6.2 |  |  | 23.622 | 23.622 | m3 | 25.9842 | 25.9842
CS04-CS05 | 5.02 | 6.2 |  |  | 31.124 | 31.124 | m3 | 34.2364 | 34.2364
94.457
BILL 04 : DRAINAGE CONSTRUCTIONS
GABION WALL CONSTRUCTIONS
Type II
Wall | 0 | 4.5 |  |  | 0 | 0 | m3 | 0 | 0
Base | 0 | 1 |  |  | 0 | 0 | m3 | 0 | 0
Geo Textile | 0 | 8.2 |  |  | 0 | 0 | m3 | 0 | 0
Type III
Wall | 0 | 8.4 |  |  | 0 | 0 | m3 | 0 | 0
Base | 0 | 1.75 |  |  | 0 | 0 | m3 | 0 | 0
Geo Textile | 0 | 11.2 |  |  | 0 | 0 | m3 | 0 | 0
Type V
Wall | 0 | 2.5 |  |  | 0 | 0 | m3 | 0 | 0
Base | 0 | 0.82 |  |  | 0 | 0 | m3 | 0 | 0
Geo Textile | 0 | 5.95 |  |  | 0 | 0 | m3 | 0 | 0
Canteliver Retaining Wall
Grade 15 | 14.88 | 0.07 |  |  | 1.0416 | 1.0416 | m3 | 1.1458 | 1.1458
Grade 25 | 14.88 | 1.95 |  |  | 29.016 | 29.016 | m3 | 31.9176 | 31.9176
Aggregate | 14.88 | 1.06 |  |  | 15.7728 | 15.7728 | m3 | 17.3501 | 17.3501
Geotextile | 14.88 | 3.65 |  |  | 54.312 | 54.312 | m2 | 59.7432 | 59.7432
Formwork | 14.88 | 8.6 |  |  | 127.968 | 127.968 | m2 | 140.7648 | 140.7648
T12@175CC | 7 | 87 |  | 0.888 | 540.792 | 540.792 | m2 | 594.8712 | 594.8712
Lap | 0.48 | 103 |  | 0.888 | 43.9027 | 43.9027 | m2 | 48.293 | 48.293
T12@125CC | 6.75 | 121 |  | 0.888 | 725.274 | 725.274 | m2 | 797.8014 | 797.8014
Lap | 0.48 | 138 |  | 0.888 | 58.8211 | 58.8211 | m2 | 64.7032 | 64.7032
T12@150CC | 2.18 | 101 |  | 0.888 | 195.5198 | 195.5198 | m2 | 215.0718 | 215.0718
Lap | 0.48 | 38 |  | 0.888 | 16.1971 | 16.1971 | m2 | 17.8168 | 17.8168
T15@150CC | 14.88 | 87 |  | 0.617 | 798.7435 | 798.7435 | m2 | 878.6179 | 878.6179
Lap | 0.48 | 217 |  | 0.617 | 64.2667 | 64.2667 | m2 | 70.6934 | 70.6934
2687.8687
uPVC | 1.65 | 11 |  |  | 18.15 | 18.15 | m2 | 19.965 | 19.965
| Bar Dia. | Nr | Length | Unit Weight | Weight
Reinforcement
Formwork
Dowels
BILL 04 : CATCH-PITS
BILL 05 : SOIL NAILING & HORIZONTAL DRAINS/ Turfing
Mesh & Hydroseeding or Shotcrete
Metalic mesh
~CS01 | 4.81 | 15.49 |  |  | 74.5069 |  | m | 81.9576 | 81.9576
CS01-CS02 | 5.02 | 13.3 |  |  | 66.766 |  | m | 73.4426 | 73.4426
CS02-CS03 | 5.02 | 9.31 |  |  | 46.7362 |  | m | 51.4098 | 51.4098
CS03-CS04 | 3.81 | 7.805 |  |  | 29.737 |  | m | 32.7108 | 32.7108
CS04-CS05 | 5.02 | 11.005 |  |  | 55.2451 |  | m | 60.7696 | 60.7696
CS05-CS06 | 5.02 | 14.19 |  |  | 71.2338 |  | m | 78.3572 | 78.3572
CS06~ | 3.92 | 14.47 |  |  | 56.7224 |  | m | 62.3946 | 62.3946
0
0
0
0
441.0422
Turfing
Reshaping Area
Soil nails
| 8 |  |  | 28 | 224 |  | m |  | 224
| 10 |  |  | 83 | 830 |  | m |  | 830
| 12 |  |  | 36 | 432 |  | m |  | 432
[5 empty] | 0 |  | m |  | 0
[5 empty] | 0 |  | m |  | 0
[5 empty] | 0 |  | m |  | 0
1486
Grid Beam
| 353.22 |  |  |  | 353.22 | 353.22 | m | 388.542 | 388.542
| 0 |  |  |  | 0 | 0 | m | 0 | 0
388.542
Horizontal drain
10 | 10 |  |  | 8 | 80 | 80 | m |  | 80
0 | 0 |  |  | 0 | 0 | 0 | m |  | 0
80
Boundery Beams
| 89.6 |  |  |  | 89.6 |  | m | 98.56 | 98.56
Turfing Area
~CS03 |  |  |  |  | 0 | 0 | m3 | 0 | 0
CS03 - CS01 |  |  |  |  | 0 | 0 | m3 | 0 | 0
CS01~ |  |  |  |  | 0 | 0 | m3 | 0 | 0
0
Cantilever wall Construction
V shape excavation

## 2Drains (2) (hidden)
Drain Type | Width W(mm) | Height H(mm) | Thickness t(mm) | Screed |  | Reinforcement / Spacing |  |  | Energy Breakers | Cascade Steps
|  |  |  | Thickness t(mm) | T (mm) | Vertical | T (mm) | Horizontal | Spacing (m) | Width | Height
DS (M) - A | 0.3 | 0.3 | 0.1 | 0.05 | 10 | 0.2 | 10 | 0.25 | 3 | [8 empty] | w
H
DS (M) - B | 0.45 | 0.45 | 0.1 | 0.05 | 10 | 0.2 | 10 | 0.25 | 3
DS (M) - C | 0.6 | 0.6 | 0.1 | 0.05 | 10 | 0.2 | 10 | 0.25 | 3
DS (M) - D | 0.75 | 0.75 | 0.125 | 0.05 | 10 | 0.2 | 10 | 0.25 | 3
DS (M) - E | 0.9 | 0.9 | 0.15 | 0.05 | 10 | 0.175 | 10 | 0.25 | 3 | [10 empty] | t
DS (M) - F | 1 | 1 | 0.15 | 0.05 | 10 | 0.175 | 10 | 0.25 | 3 | [10 empty] | Screed
DS (M) - P | 0.3 | 0.3 | 0.1 | 0.05 | 10 | 0.2 | 10 | 0.25 | 3
DS (M) - Q | 0.6 | 0.6 | 0.1 | 0.05 | 10 | 0.2 | 10 | 0.25 | 3
DS (B) - A (Type I) | 0.3 | 0.3 | 0.1 | 0.05 | 10 | 0.25 | 10 | 0.25 | 0
Berm | 1.5 |  | 0.1 |  | 10 | 0.25 | 10 | 0.15
DS (B) - B (Type I) | 0.45 | 0.45 | 0.1 | 0.05 | 10 | 0.25 | 10 | 0.25 | 0
Berm | 1.5 |  | 0.1 |  | 10 | 0.25 | 10 | 0.15
DS (B) - C (Type I) | 1 | 0.15 | 0.1 | 0.05 | 10 | 0.25 | 10 | 0.25 | 0
Berm | 1.5 |  | 0.1 |  | 10 | 0.25 | 10 | 0.15
DS (K) - A | 1 | 0.2 | 0.1 | 0.05 | 10 | 0.25 | 10 | 0.25 | 0
DS (K) - B | 1 | 0.3 | 0.1 | 0.05 | 10 | 0.25 | 10 | 0.25 | 0
DS(M) - L Type I | 0.6 | 0.6 | 0.15 | 0.05 | 10 | 0.25 | 10 | 0.25 | 0
DS(M) - L Type II | 0.8 | 0.8 | 0.15 | 0.05 | 10 | 0.25 | 10 | 0.25 | 0
DS(L) - A | 1 | 0.6 | 0.1 | 0.05 | 10 | 0.25 | 10 | 0.25 | 3
DS(L) - B | 1 | 0.8 | 0.125 | 0.05 | 10 | 0.25 | 10 | 0.25 | 3
DS(L) - C | 1 | 1 | 0.125 | 0.05 | 10 | 0.25 | 10 | 0.25 | 3
DS(L) - D | 1 | 1 | 0.125 | 0.05 | 10 | 0.25 | 10 | 0.25 | 3
DS(C) - A (Type I) | 0.45 | 0.45 | 0.1 | 0.05 | 10 | 0.25 | 10 | 0.25 |  | 0.275 | 0.275
DS(C) - B (Type I) | 0.45 | 0.6 | 0.1 | 0.05 | 10 | 0.25 | 10 | 0.25 |  | 0.275 | 0.275
DS(C) - C (Type I) | 0.6 | 0.6 | 0.1 | 0.05 | 10 | 0.25 | 10 | 0.25 |  | 0.275 | 0.275
DS(C) - D (Type I) | 0.8 | 0.8 | 0.1 | 0.05 | 10 | 0.25 | 10 | 0.25 |  | 0.275 | 0.275
DS(C) - E (Type I) | 1 | 1 | 0.125 | 0.05 | 10 | 0.25 | 10 | 0.25 |  | 0.275 | 0.275
DS(C) - A (Type II) | 0.45 | 0.45 | 0.1 | 0.05 | 10 | 0.25 | 10 | 0.25 |  | 0.9 | 0.45
DS(C) - B (Type II) | 0.45 | 0.6 | 0.1 | 0.05 | 10 | 0.25 | 10 | 0.25 |  | 0.9 | 0.45
DS(C) - C (Type II) | 0.6 | 0.6 | 0.1 | 0.05 | 10 | 0.25 | 10 | 0.25 |  | 0.9 | 0.45
DS(C) - D (Type II) | 0.8 | 0.8 | 0.1 | 0.05 | 10 | 0.25 | 10 | 0.25 |  | 0.9 | 0.45
DS(C) - E (Type II) | 1 | 0.75 | 0.125 | 0.05 | 10 | 0.25 | 10 | 0.25 |  | 0.9 | 0.45
[9 empty] | Outer FW % | Y10 RF
Drains | [8 empty] | 100% | V |  |  | H |  |  | Total
|  | Nos | Length |  | SC | Exc | C15 | C25 | FW | No's |  | Length | No's |  | Length | Length | Weight
Cut off Drains | DS-M-A |  | #REF! |  | #REF! | #REF! | #REF! | #REF! | #REF! | #REF! | #REF! | 1.06 | 5.24 | 6 | #REF! | #REF! | #REF! | T10
| Energy Breakers | #REF! | [5 empty] | #REF! | #REF! | #REF! | #REF! | 0.39 |  |  |  | #REF! | #REF! | T10 | #REF!
Cut off Drains | DS-M-B |  | 285.923 |  | 1043.619 | 111.51 | 9.2925 | 44.3181 | 571.846 | 1430.615 | 1431 | 1.51 | 7.04 | 8 | 309.7499 | 4638.8093 | 2863.4626 | T10
| Energy Breakers | 96 | [5 empty] | 0.2025 | 6.696 | 96 | 96 | 0.54 |  |  |  | 51.84 | 32 | T10 | 2895.4626
Cut off Drains | DS-M-C |  | 3.025 |  | 11.495 | 1.815 | 0.121 | 0.605 | 7.865 | 16.125 | 17 | 1.96 | 8.84 | 9 | 3.2771 | 62.8137 | 38.7739 | T10
| Energy Breakers | 2 | [5 empty] | 0.005625 | 0.186 | 2 | 2 | 0.69 |  |  |  | 1.38 | 0.85185 | T10 | 39.6258
Cut off Drains | DS-M-R |  |  |  | 0 | 0 | 0 | 0 | 0 | 0 | 0 | 2.51 | 11.04 | 12 | 0 | 0 | 0 | T10
| Energy Breakers | 0 | [5 empty] | 0 | 0 | 0 | 0 | 0.84 |  |  |  | 0 | 0 | T10 | 0
Cut off Drains | DS-M-D |  |  |  | 0 | 0 | 0 | 0 | 0 | 0 | 0 | 2.51 | 11.04 | 12 | 0 | 0 | 0 | T10
| Energy Breakers | 0 | [5 empty] | 0 | 0 | 0 | 0 | 0.84 |  |  |  | 0 | 0 | T10
Subsuface Drain
PVC Pipe
Aggrigate
Cut off Drains | DS-M-E |  |  |  | 0 | 0 | 0 | 0 | 0 | 0 | 0 | 3.06 | 13.24 | 14 | 0 | 0 | 0 | T10
| Energy Breakers | 0 | [5 empty] | 0 | 0 | 0 | 0 | 0.99 |  |  |  | 0 | 0 | T10
Cut off Drains | DS-M-F |  | 13.365 |  | 57.4695 | 20.8494 | 0.86873 | 6.6157 | 57.4695 | 77.3714 | 78 | 3.36 | 14.44 | 15 | 14.4788 | 479.2612 | 295.8403 | T10
| Energy Breakers | 5 | [5 empty] | 0.023438 | 0.775 | 5 | 5 | 1.09 |  |  |  | 5.45 | 3.3642 | T10 | 299.2045
Cut off Drains | DS-M-P |  | 3.025 |  | 6.05 | 0.75625 | 0.075625 | 0.363 | 4.5375 | 16.125 | 17 | 1.16 | 5.64 | 6 | 3.2771 | 39.3825 | 24.3102 | T10
| Energy Breakers | 2 | [5 empty] | 0.0028125 | 0.093 | 2 | 2 | 0.39 |  |  |  | 0.78 | 0.48148 | T10 | 24.7917
Cut off Drains | DS-M-Q |  |  |  | 0 | 0 | 0 | 0 | 0 | 0 | 0 | 2.06 | 9.24 | 10 | 0 | 0 | 0 | T10
| Energy Breakers | 0 | [5 empty] | 0 | 0 | 0 | 0 | 0.69 |  |  |  | 0 | 0 | T10
Cut off Drains | DS-B-A |  | 72.71 |  | 72.71 | 18.1775 | 1.8177 | 8.7252 | 109.065 | 291.84 | 292 | 1.16 | 5.64 | 6 | 78.7692 | 811.335 | 500.8241 | T10
| Berm |  |  |  | 0 | 0 |  | 0 | 0 | 0 | 0 | 1.46 | 10.7333 | 11 | 0 | 0 | 0 | T10 | 500.8241
Cut off Drains | DS-B-B |  |  |  | 0 | 0 | 0 | 0 | 0 | 0 | 0 | 1.61 | 7.44 | 8 | 0 | 0 | 0 | T10
| Berm |  |  |  | 0 | 0 |  | 0 | 0 | 0 | 0 | 1.46 | 10.7333 | 11 | 0 | 0 | 0 | T10
Cut off Drains | DS-B-C |  | 19.8 |  | 33.66 | 8.316 | 1.188 | 3.168 | 17.82 | 80.2 | 81 | 1.56 | 7.24 | 8 | 21.45 | 297.96 | 183.9259 | T10
| Berm |  |  |  | 0 | 0 |  | 0 | 0 | 0 | 0 | 1.46 | 10.7333 | 11 | 0 | 0 | 0 | T10 | 183.9259
Cut off Drains | DS-K-A |  |  |  | 0 | 0 | 0 | 0 | 0 | 0 | 0 | 1.24 | 5.96 | 6 | 0 | 0 | 0 | T10
Cut off Drains | DS-K-B |  |  |  | 0 | 0 | 0 | 0 | 0 | 0 | 0 | 1.34 | 6.36 | 7 | 0 | 0 | 0 | T10
Cut off Drains | DS-M-L (Type I) |  |  |  | 0 | 0 | 0 | 0 | 0 | 0 | 0 | 6.2 | 23 | 23 | 0 | 0 | 0 | T10
Cut off Drains | DS-M-L (Type II) |  |  |  | 0 | 0 | 0 | 0 | 0 | 0 | 0 | 7.4 | 27 | 27 | 0 | 0 | 0 | T10
Cut off Drains | DS-L-A |  |  |  | 0 | 0 | 0 | 0 | 0 | 0 | 0 | 2.36 | 10.44 | 11 | 0 | 0 | 0 | T10
| Energy Breakers | 0 | [5 empty] | 0 | 0 | 0 | 0 | 1.01 |  |  |  | 0 | 0 | T10
Cut off Drains | DS-L-B |  |  |  | 0 | 0 | 0 | 0 | 0 | 0 | 0 | 2.86 | 12.44 | 13 | 0 | 0 | 0 | T10
| Energy Breakers | 0 | [5 empty] | 0 | 0 | 0 | 0 | 1.01 |  |  |  | 0 | 0 | T10
Cut off Drains | DS-L-C |  |  |  | 0 | 0 | 0 | 0 | 0 | 0 | 0 | 6.96 | 26.08 | 27 | 0 | 0 | 0 | T10
| Energy Breakers | 0 | [5 empty] | 0 | 0 | 0 | 0 | 1.01 |  |  |  | 0 | 0 | T10
Cut off Drains | DS-L-D |  |  |  | 0 | 0 | 0 | 0 | 0 | 0 | 0 | 6.96 | 26.08 | 27 | 0 | 0 | 0 | T10
| Energy Breakers | 0 | [5 empty] | 0 | 0 | 0 | 0 | 1.01 |  |  |  | 0 | 0 | T10
Type I-Cascade Drains | DS-C-A |  |  |  | 0 | 0 | 0 | 0 | 0 | 0 | 0 | 1.51 | 7.04 | 8 | 0 | 0 | 0 | T10
| Steps | 0 | [5 empty] | 0 | 0 |  | 0 |  |  |  |  | 0 | 0
| Dowels | 0
Type I-Cascade Drains | DS-C-B |  |  |  | 0 | 0 | 0 | 0 | 0 | 0 | 0 | 1.81 | 8.24 | 9 | 0 | 0 | 0 | T10
| Steps | 0 | [5 empty] | 0 | 0 |  | 0 |  |  |  |  | 0 | 0 |  | 0
| Dowels | 0
Type I-Cascade Drains | DS-C-C |  | 40.2128 |  | 72.383 | 11.2596 | 1.6085 | 8.2838 | 104.5532 | 161.8511 | 162 | 1.96 | 8.84 | 9 | 43.5638 | 709.5946 | 438.0213 | T10
| Steps | 104 | [5 empty] | 0.2925 | 17.16 |  | 0 |  |  |  |  | 0 | 0 |  | 438.0213
| Dowels | 41
Type I-Cascade Drains | DS-C-D |  |  |  | 0 | 0 | 0 | 0 | 0 | 0 | 0 | 2.56 | 11.24 | 12 | 0 | 0 | 0 | T10
| Steps | 0 | [5 empty] | 0 | 0 |  | 0 |  |  |  |  | 0 | 0
| Dowels | 0
Type I-Cascade Drains | DS-C-E |  |  |  | 0 | 0 | 0 | 0 | 0 | 0 | 0 | 3.26 | 14.04 | 15 | 0 | 0 | 0 | T10
| Steps | 0 | [5 empty] | 0 | 0 |  | 0 |  |  |  |  | 0 | 0
| Dowels | 0
Type II-Cascade Drains | DS-C-A |  | 100 |  | 165 | 20.25 | 5.85 | 20.925 | 200 | 541 | 541 | 1.51 | 7.04 | 8 | 137.5833 | 1917.5767 | 1183.6893 | T10
| Steps | 100
| Dowels | 100
Type II-Cascade Drains | DS-C-B |  | 28.19 |  | 46.5135 | 5.8725 | 1.6965 | 7.2428 | 73.294 | 157.6 | 158 | 1.81 | 8.24 | 9 | 39.8992 | 645.0725 | 398.1929 | T10
| Steps | 29
| Dowels | 29
Type II-Cascade Drains | DS-C-C |  | 100 |  | 180 | 20.25 | 7.2 | 27 | 260 | 541 | 541 | 1.96 | 8.84 | 9 | 137.5833 | 2298.61 | 1418.8951 | T10
| Steps | 100
| Dowels | 100
Type II-Cascade Drains | DS-C-D |  | 100 |  | 200 | 20.25 | 9 | 35.1 | 340 | 541 | 541 | 2.56 | 11.24 | 12 | 137.5833 | 3035.96 | 1874.0494 | T10
| Steps | 100
| Dowels | 100
Type II-Cascade Drains | DS-C-F |  | 88.0928 |  | 198.2088 | 17.82 | 12.375 | 40.8375 | 286.3017 | 476.2 | 477 | 2.76 | 12.04 | 13 | 121.0733 | 2890.4733 | 1784.2428 | T10
| Steps | 88 | [5 empty] | 0.4125 | 39.6
| Dowels | 89
[5 empty] | L | W/Area | No
DS-M-C
Drain Length With Cover Slb area | 10
Cover Slab
Letgth | 0.5
No. of C.Slabs | 20
G25 | 1.6 |  | 159.75 Area
Formwork | 9.4
Reinforcment | 2.12 | 5 | 20 | 1.1 | 233.2
| 0.5 | 12 | 20 | 1.1 | 132
[5 empty] | 365.2 | 0.617 |  | 226
Steel Grating
| L | W |  | m2
DS(M)A | #REF! | 0.5 |  | #REF! | 1.1 | #REF!
| DS-R-A |  | 13.365 |  | 35.4173 | 34.0808 | 0.43436 | 2.3389 | 32.076 | 1.95 | 68 | 132.6 | 13.365 | 11 | 147.015 | 279.615 | 172.5225
Note on L79: Adminis Varies
Note on L83: Adminis Varies
Note on L87: Adminis Varies
Note on L91: Adminis Varies
Note on L95: Adminis Varies
Note on C149: Administrator: H takes as 600 mm
Note on C151: Administrator: H takes as 600 mm
Note on J165: Administrator: has added 60mm to height of base concrete
Note on J169: Administrator: has added 60mm to height of base concrete
Note on J173: Administrator: has added 60mm to height of base concrete
Note on J177: Administrator: has added 60mm to height of base concrete
Note on J181: Administrator: has added 60mm to height of base concrete

## 2Sheet1 (2) (hidden)
Deniyaya Hospital |  | Nailing Area 01 | Length | Clearing | Mesh | Excavation | Backfill | Reshaping |  | Length | No.
[9 empty] | Nails | 8 | 28
Drain | Length | ~CS01 | 4.81 | 15.52 | 15.49 | 0 | 0 | 5.72 |  | 10 | 83
|  | CS01-CS02 | 5.02 | 15.095 | 13.3 | 0 | 0 | 6.185 |  | 12 | 36
DS M B | 285.923 | CS02-CS03 | 5.02 | 12.66 | 9.31 | 4.45 | 6.2 | 6.55
DS M C | 3.025 | CS03-CS04 | 3.81 | 12.475 | 7.805 | 5.005 | 6.2 | 6.45 | H drain | 10 | 8
DS C C | 40.2128 | CS04-CS05 | 5.02 | 14.1 | 11.005 | 4.45 | 6.2 | 0
DS B C Type 2 | 19.8 | CS05-CS06 | 5.02 | 14.185 | 14.19 | 0 | 0 | 0
DS M F | 13.365 | CS06~ | 3.92 | 14.47 | 14.47 | 0 | 0 | 0
[9 empty] | Grid Beams | 353.22
Fence | 14.88
Grating | 3.3
[9 empty] | Boundery B. | 89.6
Retaining wall | 14.88 | Nailing Area 02
Culvert |  | CS | Length | Clearing | Mesh | Excavation | Backfill | Reshaping
~CS01
CS01-CS02
CS02-CS03
CS03~
Gabion Wall Type 2
|  | ~CS01 | 0
Gabion Wall Type 2 |  | CS01-CS02
CS02-CS03
Wall |  | CS03~
Base
Geo Textile |  | CS07
0
~CS05
CS05-CS06
CS06~

## Bill No. 3
BILL NO. 03 - REDUCTION OF LANDSLIDE VULNERABILITY BY MITIGATION MEASURES AT WALASMULLA NATIONAL SCHOOL (SITE NO. 151)
| DESCRIPTION | AMOUNT (Rs.)
| BILL No. 3.1 - LOCATION 01 | 0
| BILL No. 3.2- LOCATION 02 | 0
| BILL No. 3.3- LEADERWAY DRAINS | 0
| SUB TOTAL CARRIED TO GRAND SUMMARY | 0

## Bill 3.1
BILL NO. 03 - REDUCTION OF LANDSLIDE VULNERABILITY BY MITIGATION MEASURES AT WALASMULLA NATIONAL SCHOOL (SITE NO. 151) -LOCATION 01
| DESCRIPTION | AMOUNT (Rs.)
| BILL No. 3.1.1 - SITE CLEARING | 0
| BILL No. 3.1.2- EARTH WORKS | 0
| BILL No. 3.1.3 - STRUCTURE CONSTRUCTION | 0
| SUB TOTAL CARRIED TO GRAND SUMMARY | 0

## Bill 3.1.1
BILL No. 3.1.1 - SITE CLEARING |  |  | BILL NO. 03 - REDUCTION OF LANDSLIDE VULNERABILITY BY MITIGATION MEASURES AT WALASMULLA NATIONAL SCHOOL (SITE NO. 151) -LOCATION 01
BOQ ITEM | PAY ITEM | DESCRIPTION | UNIT | QTY | RATE | AMOUNT (Rs) |  | Reshaping Gabion & Nailing
3.1.1.1 |  | CLEARING AND GRUBBING |  |  |  |  | Drain
3.1.1.1.1 | 201(1) | Clearing and grubbing inclusive of backfilling holes and trenches caused by removal of stumps and boulders (Average depth 150mm) | m2 | 165 |  | 0
3.1.1.1.2 | 201(2) | Removal of trees: 300 ≤ Girth < 600 mm | nr | 10 |  | 0 | ROUGH QTY
3.1.1.1.3 | 201(3) | Removal of trees: 600 ≤ Girth < 1,200 mm | nr | 10 |  | 0
3.1.1.1.4 | 201(4) | Removal of trees: 1,200 ≤ Girth < 2,000 mm | nr | 10 |  | 0
3.1.1.1.5 | 201(5) | Removal of trees: 2,000 < Girth mm | nr | 5 |  | 0
3.1.1.1.6 | 201(6) | Removal of stumps of previously fallan trees; 300≤ Girth< 600mm | nr | 5 |  | 0
3.1.1.1.7 | 201(10) | Removal of overhanging branches: 300 ≤ Girth | nr | 5 |  | 0
3.1.1.2 |  | REMOVAL OF EXISTING STRUCTURES
3.1.1.2.1 | 202(1) | Dismantle and remove rubble / brick masonry structures | m3 | 10 |  | 0
3.1.1.2.2 | 202(3) | Dismantle and remove concrete (R/F or mass) structures | m3 | 10 |  | 0
| Total of Bill No 3.1.1 - Site Clearing (Transfer to Summary of Bills of Quantities) |  |  |  |  | 0

## Bill 3.1.2
BILL No. 3.1.2 - EARTHWORKS |  |  | BILL NO. 03 - REDUCTION OF LANDSLIDE VULNERABILITY BY MITIGATION MEASURES AT WALASMULLA NATIONAL SCHOOL (SITE NO. 151) -LOCATION 01
BOQ ITEM | PAY ITEM | DESCRIPTION | UNIT | QTY | RATE | AMOUNT (Rs)
3.1.2.1 |  | SIDE SLOPE EXCAVATION OR TRIMMING
3.2.1.1.1 | 301(1) | Excavation of slope up to required angle (suitable & unsuitable soils including soft rock) | m3 | 51 |  | 0 | #REF!
3.2.1.1.2 | 301(2) | Excavation and disposal of Boulders - 0.25 m3 - 1.0 m3 (Provisional Quantity, rate shall include for backfilling holes ) | m3 | 25 |  | 0 |  | ROUGH QTY
3.2.1.1.3 | 301(3) | Excavation (chemical blasting) and disposal of Hard rock > 1.0 m3 (Provisional Quantity , rate shall include for backfilling holes ) | m3 | 5 |  | 0
3.2.1.1.4 | 301(3) | Excavation (mechanical breaking) and disposal of Hard rock > 1.0 m3 (Provisional Quantity , rate shall include for backfilling holes ) | m3 | 10 |  | 0
3.2.1.1.5 | 301(5) | Disposal of excess soils away from site( provisional Qty.) | m3 | 51 |  | 0 | 51
3.1.2.2 |  | EXCAVATION AND BACKFILL FOR STRUCTURES
3.2.1.2.1 | 302(1) | Excavation for Drains and Catch pits, soil suitable for filling including soft rock for reuse(Rate shall include Excavation & Backfill for the working space) | m3 | 25 |  | 0 | #REF!
3.2.1.2.2 | 302(1) | Excavation for Retaining wall soil suitable for filling including soft rock for reuse(Rate shall include Excavation & Backfill for the working space) | m3 | 60 |  | 0
3.2.1.2.3 | 302(6) | Backfill behind the Retaining wall with suitable existing soil for structures.(Rate shall include for necessary compaction.) | m3 | 30 |  | 0
3.2.1.2.4 | 302(2) | Excavation and disposal of Boulders - 0.25 m3 - 1.0 m3 (Provisional Quantity, rate shall include for backfilling holes ) | m3 | 30 |  | 0 |  |  | ROUGH QTY
3.2.1.2.5 | 302(3) | Excavation (chemical blasting) and disposal of Hard rock > 1.0 m3 (Provisional Quantity , rate shall include for backfilling holes ) | m3 | 15 |  | 0
3.2.1.2.6 | 301(3) | Excavation (mechanical breaking) and disposal of Hard rock > 1.0 m3 (Provisional Quantity , rate shall include for backfilling holes ) | m3 | 10 |  | 0
3.2.1.2.7 | 302(7) | Disposal of excess soils away from site | m3 | 40 |  | 0
| Total of Bill No 3.1.2 - Earthworks (Transfer to Summary of Bills of Quantities) |  |  |  |  | 0

## Bill 3.1.3
BILL No. 3.1.3 - STRUCTURE CONSTRUCTION |  |  | BILL NO. 03 - REDUCTION OF LANDSLIDE VULNERABILITY BY MITIGATION MEASURES AT WALASMULLA NATIONAL SCHOOL (SITE NO. 151) -LOCATION 01
BOQ ITEM | PAY ITEM | DESCRIPTION | UNIT | QTY | RATE | AMOUNT (Rs)
3.1.3.1 |  | DS(K)- TYPE I DRAIN
3.1.3.1.1 | 601(1) | Concrete C15/20 for beds poured on or against earth or un-blinded hardcore | m3 | 1 |  | 0
3.1.3.1.2 | 601(3) | Concrete C25/20 for walls and base of drains. Rate shall include expansion joints | m3 | 3 |  | 0
3.1.3.1.3 | 602(1) | Tor – Steel reinforcement | kg | 135 |  | 0
3.1.3.1.4 | 605(1) | Formwork for concrete sides of drains plain smooth finish | m2 | 12 |  | 0
3.1.3.2 |  | RETAINING WALL TYPE I
3.1.3.2.1 | 601(1) | Concrete C15/20 for beds poured on or against earth or un-blinded hardcore | m3 | 2 |  | 0
3.1.3.2.2 | 601(3) | Concrete C25/20 for walls | m3 | 10 |  | 0
3.1.3.2.3 | 602(1) | Tor – Steel reinforcement | kg | 290 |  | 0
3.1.3.2.4 | 605(1) | Formwork for concrete sides of retaining wall plain smooth finish | m2 | 10 |  | 0
3.1.3.2.5 | 405(1) | Aggregate backfill (20-200mm) (rate shall include for gauge 1000 polythene ) | m3 | 33 |  | 0
3.1.3.2.6 | 406(1) | Weep hole using PVC pipe (type 600) - 50mm dia | m | 74 |  | 0
3.1.3.2.7 | 603(1) | RR masonry using cement sand 1:5 mortar | m3 | 70 |  | 0
3.1.3.2.8 | 405(2) | Geotextile/ Filter fabric | m2 | 70 |  | 0
3.1.3.2.9 | 603(3) | 20mm thick 1: 3 cement : sand Plastering | m2 | 16 |  | 0
3.1.3.3 |  | CHAINLINK FENCE
3.1.3.3.1 | 504(1) | Chain link wire fence, core wire diameter 3.0 mm with 50mm x 50mm openings, fence height 1.5 m, including GI pipes / posts, Excavation, Concrete works and all as per detailed drawing no.RLVMMP/WORKS/NCB/PHII/150/L1&L2/DR-07 | m | 16 |  | 0
3.1.3.4 |  | GRASSING/PLANTING
3.1.3.4.1 | 502(2) | Turfing as directed by the Engineer, and regular maintanance for three months | m2 | 50 |  | 0
| Total of Bill No 3.1.3 - Structure Construction (Transfer to Summary of Bills of Quantities) |  |  |  |  | 0

## Bill 3.2
BILL NO. 03 - REDUCTION OF LANDSLIDE VULNERABILITY BY MITIGATION MEASURES AT WALASMULLA NATIONAL SCHOOL (SITE NO. 151) -LOCATION 02
| DESCRIPTION | AMOUNT (Rs.)
| BILL No. 3.2.1 - SITE CLEARING | 0
| BILL No. 3.2.2 - EARTH WORKS | 0
| BILL No. 3.2.3 - STRUCTURE CONSTRUCTION | 0
| SUB TOTAL CARRIED TO GRAND SUMMARY | 0

## Bill 3.2.1
BILL No. 3.2.1 - SITE CLEARING |  |  | BILL NO. 03 - REDUCTION OF LANDSLIDE VULNERABILITY BY MITIGATION MEASURES AT WALASMULLA NATIONAL SCHOOL (SITE NO. 151) -LOCATION 01
BOQ ITEM | PAY ITEM | DESCRIPTION | UNIT | QTY | RATE | AMOUNT (Rs) |  | Reshaping Gabion & Nailing
3.2.1.1 |  | CLEARING AND GRUBBING |  |  |  |  | Drain
3.2.1.1.1 | 201(1) | Clearing and grubbing inclusive of backfilling holes and trenches caused by removal of stumps and boulders (Average depth 150mm) | m2 | 600 | 0 | 0
3.2.1.1.2 | 201(2) | Removal of trees: 300 ≤ Girth < 600 mm | nr | 15 | 0 | 0 | ROUGH QTY
3.2.1.1.3 | 201(3) | Removal of trees: 600 ≤ Girth < 1,200 mm | nr | 10 | 0 | 0
3.2.1.1.4 | 201(4) | Removal of trees: 1,200 ≤ Girth < 2,000 mm | nr | 5 | 0 | 0
3.2.1.1.5 | 201(5) | Removal of trees: 2,000 < Girth mm | nr | 5 | 0 | 0
3.2.1.1.6 | 201(6) | Removal of stumps of previously fallan trees; 300≤ Girth< 600mm | nr | 10 | 0 | 0
3.2.1.1.7 | 201(10) | Removal of overhanging branches: 300 ≤ Girth | nr | 10 | 0 | 0
3.2.1.2 |  | REMOVAL OF EXISTING STRUCTURES
3.2.1.2.1 | 202(1) | Dismantle and remove rubble / brick masonry structures | m3 | 100 | 0 | 0
3.2.1.2.2 | 202(3) | Dismantle and remove concrete (R/F or mass) structures | m3 | 50 | 0 | 0
| Total of Bill No 3.2.1 - Site Clearing (Transfer to Summary of Bills of Quantities) |  |  |  |  | 0

## Bill 3.2.2
BILL No. 3.2.2 - EARTHWORKS |  |  | BILL NO. 03 - REDUCTION OF LANDSLIDE VULNERABILITY BY MITIGATION MEASURES AT WALASMULLA NATIONAL SCHOOL (SITE NO. 151) -LOCATION 01
BOQ ITEM | PAY ITEM | DESCRIPTION | UNIT | QTY | RATE | AMOUNT (Rs)
3.2.2.1 |  | SIDE SLOPE EXCAVATION OR TRIMMING
3.2.2.1.1 | 301(1) | Excavation of slope up to required angle (suitable & unsuitable soils including soft rock) | m3 | 735 | 0 | 0 | #REF!
3.2.2.1.2 | 301(2) | Excavation and Disposal of Boulders (0.25 m3-1.0 m3) (rate shall include for backfilling holes ) | m3 | 50 | 0 | 0 |  | ROUGH QTY
3.2.2.1.3 | 301(3) | Excavation (chemical blasting) and Disposal of Hard rock > 1.0 m3 (Provisional Quantity) | m3 | 20 | 0 | 0
3.2.2.1.4 | 301(3) | Excavation (mechanical breaking) and disposal of Hard rock > 1.0 m3 (Provisional Quantity , rate shall include for backfilling holes ) | m3 | 30 | 0 | 0
3.2.2.1.5 | 301(5) | Disposal of excess soils away from site( provisional Qty.) | m3 | 735 | 0 | 0 | 735
3.2.2.2 |  | EXCAVATION AND BACKFILL FOR STRUCTURES
3.2.2.2.1 | 302(1) | Excavation for Drains and Catch pits, soil suitable for filling including soft rock for reuse(Rate shall include Excavation & Backfill for the working space) | m3 | 65 | 0 | 0 | #REF!
3.2.2.2.2 | 302(1) | Excavation for Retaining wall and Staircase soil suitable for filling including soft rock for reuse(Rate shall include Excavation & Backfill for the working space) | m3 | 190 | 0 | 0
3.2.2.2.3 | 302(6) | Backfill behind the Retaining wall with suitable existing soil for structures.(Rate shall include for necessary compaction.) | m3 | 100 | 0 | 0
3.2.2.2.4 | 302(2) | Excavation and disposal of Boulders - 0.25 m3 - 1.0 m3 (Provisional Quantity, rate shall include for backfilling holes ) | m3 | 40 | 0 | 0 |  |  | ROUGH QTY
3.2.2.2.5 | 302(3) | Excavation (chemical blasting) and disposal of Hard rock > 1.0 m3 (Provisional Quantity , rate shall include for backfilling holes ) | m3 | 20 | 0 | 0
3.2.2.2.6 | 301(3) | Excavation (mechanical breaking) and disposal of Hard rock > 1.0 m3 (Provisional Quantity , rate shall include for backfilling holes ) | m3 | 25 | 0 | 0
3.2.2.2.7 | 302(7) | Disposal of excess soils away from site | m3 | 155 | 0 | 0
| Total of Bill No 3.2.2 - Earthworks (Transfer to Summary of Bills of Quantities) |  |  |  |  | 0

## Bill 3.2.3
BILL No. 3.2.3 - STRUCTURE CONSTRUCTION |  |  | BILL NO. 03 - REDUCTION OF LANDSLIDE VULNERABILITY BY MITIGATION MEASURES AT WALASMULLA NATIONAL SCHOOL (SITE NO. 151) -LOCATION 01
BOQ ITEM | PAY ITEM | DESCRIPTION | UNIT | QTY | RATE | AMOUNT (Rs)
3.2.3.1 |  | DS(M)-A DRAIN
3.2.3.1.1 | 601(1) | Concrete C15/20 for beds poured on or against earth or un-blinded hardcore | m3 | 3 |  | 0
3.2.3.1.2 | 601(3) | Concrete C25/20 for walls and base of drains. Rate shall include expansion joints | m3 | 13 |  | 0
3.2.3.1.3 | 602(1) | Tor – Steel reinforcement | kg | 835 |  | 0
3.2.3.1.4 | 605(1) | Formwork for concrete sides of drains plain smooth finish | m2 | 161 |  | 0
3.2.3.2 |  | DS(M)-B DRAIN
3.2.3.2.1 | 601(1) | Concrete C15/20 for beds poured on or against earth or un-blinded hardcore | m3 | 1 |  | 0
3.2.3.2.2 | 601(3) | Concrete C25/20 for walls and base of drains. Rate shall include expansion joints | m3 | 2 |  | 0
3.2.3.2.3 | 602(1) | Tor – Steel reinforcement | kg | 125 |  | 0
3.2.3.2.4 | 605(1) | Formwork for concrete sides of drains plain smooth finish | m2 | 26 |  | 0
3.2.3.3 |  | DS(M)-C DRAIN
3.2.3.3.1 | 601(1) | Concrete C15/20 for beds poured on or against earth or un-blinded hardcore | m3 | 2 |  | 0
3.2.3.3.2 | 601(3) | Concrete C25/20 for walls and base of drains. Rate shall include expansion joints | m3 | 7 |  | 0
3.2.3.3.3 | 602(1) | Tor – Steel reinforcement | kg | 410 |  | 0
3.2.3.3.4 | 605(1) | Formwork for concrete sides of drains plain smooth finish | m2 | 88 |  | 0
3.2.3.4 |  | DS(M)-D DRAIN
3.2.3.4.1 | 601(1) | Concrete C15/20 for beds poured on or against earth or un-blinded hardcore | m3 | 1 |  | 0
3.2.3.4.2 | 601(3) | Concrete C25/20 for walls and base of drains. Rate shall include expansion joints | m3 | 6 |  | 0
3.2.3.4.3 | 602(1) | Tor – Steel reinforcement | kg | 291 |  | 0
3.2.3.4.4 | 605(1) | Formwork for concrete sides of drains plain smooth finish | m2 | 61 |  | 0
3.2.3.5 |  | DS(C)-D CASCADE DRAIN
3.2.3.5.1 | 601(1) | Concrete C15/20 for beds poured on or against earth or un-blinded hardcore | m3 | 1 |  | 0
3.2.3.5.2 | 601(3) | Concrete C25/20 for walls and base of drains. Rate shall include expansion joints | m3 | 2 |  | 0
3.2.3.5.3 | 602(1) | Tor – Steel reinforcement | kg | 89 |  | 0
3.2.3.5.4 | 605(1) | Formwork for concrete sides of drains plain smooth finish | m2 | 16 |  | 0
3.2.3.6 |  | HOT DIPPED GALVANIZED MILD STEEL DOWELS
3.2.3.6.1 | 606(1) | Supply and install (16 mm dia. ) hot dipped galvanized mild steel grouted dowels | m | 5 |  | 0
3.2.3.7 |  | RETAINING WALL TYPE II
3.2.3.7.1 | 601(1) | Concrete C15/20 for beds poured on or against earth or un-blinded hardcore | m3 | 7 |  | 0
3.2.3.7.2 | 601(3) | Concrete C25/20 for walls | m3 | 24 |  | 0
3.2.3.7.3 | 602(1) | Tor – Steel reinforcement | kg | 750 |  | 0
3.2.3.7.4 | 605(1) | Formwork for concrete sides of retaining wall plain smooth finish | m2 | 21 |  | 0
3.2.3.7.5 | 405(1) | Aggregate backfill (20-200mm) (rate shall include for gauge 1000 polythene ) | m3 | 94 |  | 0
3.2.3.7.6 | 406(1) | Weep hole using PVC pipe (type 600) - 50mm dia | m | 84 |  | 0
3.2.3.7.7 | 603(1) | RR masonry using cement sand 1:5 mortar | m3 | 235 |  | 0
3.2.3.7.8 | 405(2) | Geotextile/ Filter fabric | m2 | 210 |  | 0
3.2.3.7.9 | 603(3) | 20mm thick 1: 3 cement : sand Plastering | m2 | 43 |  | 0
3.2.3.8 |  | RETAINING WALL TYPE III
3.2.3.8.1 | 601(1) | Concrete C15/20 for beds poured on or against earth or un-blinded hardcore | m3 | 4 |  | 0
3.2.3.8.2 | 601(3) | Concrete C25/20 for walls | m3 | 17 |  | 0
3.2.3.8.3 | 602(1) | Tor – Steel reinforcement | kg | 620 |  | 0
3.2.3.8.4 | 605(1) | Formwork for concrete sides of retaining wall plain smooth finish | m2 | 20 |  | 0
3.2.3.8.5 | 405(1) | Aggregate backfill (20-200mm) (rate shall include for gauge 1000 polythene ) | m3 | 41 |  | 0
3.2.3.8.6 | 406(1) | Weep hole using PVC pipe (type 600) - 50mm dia | m | 49 |  | 0
3.2.3.8.7 | 603(1) | RR masonry using cement sand 1:5 mortar | m3 | 110 |  | 0
3.2.3.8.8 | 405(2) | Geotextile/ Filter fabric | m2 | 100 |  | 0
3.2.3.8.9 | 603(3) | 20mm thick 1: 3 cement : sand Plastering | m2 | 38 |  | 0
3.2.3.9 |  | CHAINLINK FENCE
3.2.3.9.1 | 504(1) | Chain link wire fence, core wire diameter 3.0 mm with 50mm x 50mm openings, fence height 1.5 m, including GI pipes / posts, Excavation, Concrete works and all as per detailed drawing no.RLVMMP/WORKS/NCB/PHII/150/L1&L2/DR-07 | m3 | 95 |  | 0
3.2.3.10 |  | STAIR CASE | [6 empty] | 2
3.2.3.10.1 | 601(1) | Concrete C15/20 for beds poured on or against earth or un-blinded hardcore | m3 | 1 |  | 0 |  |  | 1.3125 | 1
3.2.3.10.2 | 601(3) | Concrete C25/20 for walls | m3 | 5 |  | 0
3.2.3.10.3 | 602(1) | Tor – Steel reinforcement | kg | 500 |  | 0 |  |  |  | 15.5
3.2.3.10.4 | 605(1) | Formwork for concrete sides of retaining wall plain smooth finish | m2 | 20 |  | 0 | 8.75
3.2.3.10.5 |  | Supply, Fabricate and install Handrail with accessories as per the detailed drawing No. RLVMMP/WORKS/NCBPHII/150/L2/DR-08 (rate shall include painting two coats of anti corrosive paint and one coat of Enamel paint) | m | 20 |  | 0
3.2.3.11 |  | HOT DIPPED GALVANIZED MILD STEEL DOWELS | [5 empty] | 400000
3.3.3.11.1 | 606(1) | Supply and install (16 mm dia. ) hot dipped galvanized mild steel grouted dowels | m | 50 |  | 0 |  | 16000
3.2.3.12 |  | GRASSING/PLANTING
3.2.3.12.1 | 502(2) | Turfing as directed by the Engineer, and regular maintanance for three months | m2 | 50 |  | 0
| Total of Bill No 3.2.3 - Structure Construction (Transfer to Summary of Bills of Quantities) |  |  |  |  | 0

## Bill 3.3
BILL NO. 03 - REDUCTION OF LANDSLIDE VULNERABILITY BY MITIGATION MEASURES AT WALASMULLA NATIONAL SCHOOL (SITE NO. 151) - LEADER WAY DRAINS
| DESCRIPTION | AMOUNT (Rs.)
| BILL No. 3.3.1 - SITE CLEARING | 0
| BILL No. 3.3.2 - EARTH WORKS | 0
| BILL No. 3.3.3 - STRUCTURE CONSTRUCTION | 0
| SUB TOTAL CARRIED TO GRAND SUMMARY | 0

## Bill 3.3.1
BILL No. 3.3.1 - SITE CLEARING |  |  | BILL NO. 03 - REDUCTION OF LANDSLIDE VULNERABILITY BY MITIGATION MEASURES AT WALASMULLA NATIONAL SCHOOL (SITE NO. 151) -LOCATION 01
BOQ ITEM | PAY ITEM | DESCRIPTION | UNIT | QTY | RATE | AMOUNT (Rs) |  | Reshaping Gabion & Nailing
3.3.1.1 |  | CLEARING AND GRUBBING |  |  |  |  | Drain
3.3.1.1.1 | 201(1) | Clearing and grubbing inclusive of backfilling holes and trenches caused by removal of stumps and boulders (Average depth 150mm) | m2 | 300 |  | 0
3.3.1.1.2 | 201(2) | Removal of trees: 300 ≤ Girth < 600 mm | nr | 5 |  | 0 | ROUGH QTY
3.3.1.1.3 | 201(3) | Removal of trees: 600 ≤ Girth < 1,200 mm | nr | 5 |  | 0
3.3.1.1.4 | 201(4) | Removal of trees: 1,200 ≤ Girth < 2,000 mm | nr | 5 |  | 0
3.3.1.1.5 | 201(5) | Removal of trees: 2,000 < Girth mm | nr | 5 |  | 0
3.3.1.1.6 | 201(6) | Removal of stumps of previously fallan trees; 300≤ Girth< 600mm | nr | 10 |  | 0
3.3.1.1.7 | 201(10) | Removal of overhanging branches: 300 ≤ Girth | nr | 10 |  | 0
3.3.1.2 |  | REMOVAL OF EXISTING STRUCTURES
3.3.1.2.1 | 202(1) | Dismantle and remove rubble / brick masonry structures | m3 | 10 |  | 0
3.3.1.2.2 | 202(3) | Dismantle and remove concrete (R/F or mass) structures | m3 | 10 |  | 0
| Total of Bill No 3.3.1 - Site Clearing (Transfer to Summary of Bills of Quantities) |  |  |  |  | 0

## Bill 3.3.2
BILL No. 3.3.2 - EARTHWORKS |  |  | BILL NO. 03 - REDUCTION OF LANDSLIDE VULNERABILITY BY MITIGATION MEASURES AT WALASMULLA NATIONAL SCHOOL (SITE NO. 151) -LOCATION 01
BOQ ITEM | PAY ITEM | DESCRIPTION | UNIT | QTY | RATE | AMOUNT (Rs)
3.3.2.1 |  | EXCAVATION AND BACKFILL FOR STRUCTURES
3.3.2.1.1 | 302(1) | Excavation for Drains and Catch pits, soil suitable for filling including soft rock for reuse(Rate shall include Excavation & Backfill for the working space) | m3 | 70 |  | 0
3.3.2.1.2 | 302(2) | Excavation and disposal of Boulders - 0.25 m3 - 1.0 m3 (Provisional Quantity, rate shall include for backfilling holes ) | m3 | 15 |  | 0 | ROUGH QTY
3.3.2.1.3 | 302(3) | Excavation (chemical blasting) and disposal of Hard rock > 1.0 m3 (Provisional Quantity , rate shall include for backfilling holes ) | m3 | 10 |  | 0
3.3.2.1.4 | 301(3) | Excavation (mechanical breaking) and disposal of Hard rock > 1.0 m3 (Provisional Quantity , rate shall include for backfilling holes ) | m3 | 10 |  | 0
| Total of Bill No 3.3.2 - Earthworks (Transfer to Summary of Bills of Quantities) |  |  |  |  | 0

## Bill 3.3.3
BILL No. 3.3.3 - STRUCTURE CONSTRUCTION |  |  | BILL NO. 03 - REDUCTION OF LANDSLIDE VULNERABILITY BY MITIGATION MEASURES AT WALASMULLA NATIONAL SCHOOL (SITE NO. 151) -LOCATION 01
BOQ ITEM | PAY ITEM | DESCRIPTION | UNIT | QTY | RATE | AMOUNT (Rs)
3.3.3.1 |  | DS(M)-D DRAIN
3.3.3.1.1 | 601(1) | Concrete C15/20 for beds poured on or against earth or un-blinded hardcore | m3 | 3 |  | 0
3.3.3.1.2 | 601(3) | Concrete C25/20 for walls and base of drains. Rate shall include expansion joints | m3 | 19 |  | 0
3.3.3.1.3 | 602(1) | Tor – Steel reinforcement | kg | 970 |  | 0
3.3.3.1.4 | 605(1) | Formwork for concrete sides of drains plain smooth finish | m2 | 200 |  | 0
3.3.3.2 |  | DS(K)-B DRAIN
3.3.3.2.1 | 601(1) | Concrete C15/20 for beds poured on or against earth or un-blinded hardcore | m3 | 6 |  | 0
3.3.3.2.2 | 601(3) | Concrete C25/20 for walls and base of drains. Rate shall include expansion joints | m3 | 15 |  | 0
3.3.3.2.3 | 602(1) | Tor – Steel reinforcement | kg | 800 |  | 0
3.3.3.2.4 | 605(1) | Formwork for concrete sides of drains plain smooth finish | m2 | 80 |  | 0
3.3.3.3 |  | DS(C)-D CASCADE DRAIN
3.3.3.3.1 | 601(1) | Concrete C15/20 for beds poured on or against earth or un-blinded hardcore | m3 | 1 |  | 0
3.3.3.3.2 | 601(3) | Concrete C25/20 for walls and base of drains. Rate shall include expansion joints | m3 | 2 |  | 0
3.3.3.3.3 | 602(1) | Tor – Steel reinforcement | kg | 95 |  | 0
3.3.3.3.4 | 605(1) | Formwork for concrete sides of drains plain smooth finish | m2 | 24 |  | 0
3.3.3.4 |  | HOT DIPPED GALVANIZED MILD STEEL DOWELS
3.3.3.4.1 | 606(1) | Supply and install (16 mm dia. ) hot dipped galvanized mild steel grouted dowels | m | 7 |  | 0
| Total of Bill No 3.3.3 - Structure Construction (Transfer to Summary of Bills of Quantities) |  |  |  |  | 0

## 2QTY (hidden)
REDUCTION OF LANDSLIDE VULNERABILITY BY MITIGATION MEASURES SITE NO 125 - QUANTITY CALCULATION
| L / Area | W / Space | H | Nr | Qty | Qty-Total | Unit | Add 10% | Rounded
BILL 02 : SITE CLEARING
Clearing and grubbing
Nailing Area 01
~CS08 | 12.79 | 0 |  |  | 0 |  | m2 | 0 | 0
CS08-CS09 | 10.88 | 0 |  |  | 0 |  | m2 | 0 | 0
CS09-CS10 | 9.97 | 0 |  |  | 0 |  | m2 | 0 | 0
CS10~ | 24.17 | 0 |  |  | 0 |  | m2 | 0 | 0
0 | 0 | 0 |  |  | 0 |  | m2 | 0 | 0
Nailing Area 02
~CS08 | 13.84 | 0 |  |  | 0 |  | m2 | 0 | 0
CS08-CS09 | 10.4 | 0 |  |  | 0 |  | m2 | 0 | 0
CS09-CS10 | 9.91 | 0 |  |  | 0 |  | m2 | 0 | 0
CS10~ | 25.45 | 0 |  |  | 0 |  | m2 | 0 | 0
Gabion Wall Type 2
~CS01 | 0 | 0 |  |  | 0 |  | m2 | 0 | 0
CS01-CS02 | 0 | 0 |  |  | 0 |  | m2 | 0 | 0
CS02-CS03 | 0 | 0 |  |  | 0 |  | m2 | 0 | 0
CS03~ | 0 | 0 |  |  | 0 |  | m2 | 0 | 0
CS07 | 0 | 0 |  |  | 0 |  | m2 | 0 | 0
Excavation and turfing
~CS08 | 14.68 | 0 |  |  | 0 |  | m2 | 0 | 0
CS08-CS09 | 10.4 | 0 |  |  | 0 |  | m2 | 0 | 0
CS09-CS10 | 10.12 | 0 |  |  | 0 |  | m2 | 0 | 0
Gabion Wall Type 4
~CS08 | 13.06 | 0 |  |  | 0 |  | m2 | 0 | 0
CS08-CS09 | 9.92 | 0 |  |  | 0 |  | m2 | 0 | 0
CS09-CS10 | 10 | 0 |  |  | 0 |  | m2 | 0 | 0
CS10~ | 11.35 | 0 |  |  | 0 |  | m2 | 0 | 0
0 | 0 | 0 |  |  | 0 |  | m2 | 0 | 0
0
BILL 03 : EARTHWORKS
Excavation - suitable soil
Excavation and disposal - unsuitable soil
Side Slope Excavation
Reshaping and Trimming
Gabion Wall Type 2
~CS01 | 0 | 0 |  |  | 0 |  | m3 | 0 | 0
CS01-CS02 | 0 | 0 |  |  | 0 |  | m3 | 0 | 0
CS02-CS03 | 0 | 0 |  |  | 0 |  | m3 | 0 | 0
CS03~ | 0 | 0 |  |  | 0 |  | m3 | 0 | 0
CS07 | 0 | 0 |  |  | 0 |  | m3 | 0 | 0
Excavation and turfing
~CS08 | 14.68 | 21.31 |  |  | 312.8308 |  | m3 | 344.1139 | 344.12
CS08-CS09 | 10.4 | 6.505 |  |  | 67.652 |  | m3 | 74.4172 | 74.42
CS09-CS10 | 10.12 | 8.52 |  |  | 86.2224 |  | m3 | 94.8446 | 94.85
Gabion Wall Type 4
~CS08 | 13.06 | 21.31 |  |  | 278.3086 |  | m3 | 306.1395 | 306.14
CS08-CS09 | 9.92 | 19.83 |  |  | 196.7136 |  | m3 | 216.385 | 216.39
CS09-CS10 | 10 | 19.665 |  |  | 196.65 |  | m3 | 216.315 | 216.32
CS10~ | 11.35 | 20.98 |  |  | 238.123 |  | m3 | 261.9353 | 261.94
0 | 0 | 0 |  |  | 0 |  | m3 | 0 | 0
1514.18
Excavation for structures- suitable soil
Excavation for structures and disposal - unsuitable soil
Excavation for Structures
Gabion Wall
Gabion Wall Type 2
~CS01 | 0 | 0 |  |  | 0 | 0 | m3 | 0 | 0
CS01-CS02 | 0 | 0 |  |  | 0 | 0 | m3 | 0 | 0
CS02-CS03 | 0 | 0 |  |  | 0 | 0 | m3 | 0 | 0
CS03~ | 0 | 0 |  |  | 0 | 0 | m3 | 0 | 0
CS07 | 0 | 0 |  |  | 0 | 0 | m3 | 0 | 0
Excavation and turfing
~CS08 | 14.68 | 0 |  |  | 0 | 0 | m3 | 0 | 0
CS08-CS09 | 10.4 | 0 |  |  | 0 | 0 | m3 | 0 | 0
CS09-CS10 | 10.12 | 0 |  |  | 0 | 0 | m3 | 0 | 0
Gabion Wall Type 4
~CS08 | 13.06 | 3.37 |  |  | 44.0122 | 44.0122 | m3 | 48.4134 | 48.4134
CS08-CS09 | 9.92 | 4.465 |  |  | 44.2928 | 44.2928 | m3 | 48.7221 | 48.7221
CS09-CS10 | 10 | 5.83 |  |  | 58.3 | 58.3 | m3 | 64.13 | 64.13
CS10~ | 11.35 | 6.1 |  |  | 69.235 | 69.235 | m3 | 76.1585 | 76.1585
0 | 0 | 0 |  |  | 0 | 0 | m3 | 0 | 0
237.424
Back Filling
Gabion Wall
Gabion Wall Type 2
~CS01 | 0 | 0 |  |  | 0 | 0 | m3 | 0 | 0
CS01-CS02 | 0 | 0 |  |  | 0 | 0 | m3 | 0 | 0
CS02-CS03 | 0 | 0 |  |  | 0 | 0 | m3 | 0 | 0
CS03~ | 0 | 0 |  |  | 0 | 0 | m3 | 0 | 0
CS07 | 0 | 0 |  |  | 0 | 0 | m3 | 0 | 0
m3
Excavation and turfing | [6 empty] | m3
~CS08 | 14.68 | 15.76 |  |  | 231.3568 | 231.3568 | m3 | 254.4925 | 254.4925
CS08-CS09 | 10.4 | 0 |  |  | 0 | 0 | m3 | 0 | 0
CS09-CS10 | 10.12 | 0 |  |  | 0 | 0 | m3 | 0 | 0
Gabion Wall Type 4
~CS08 | 13.06 | 15.76 |  |  | 205.8256 | 205.8256 | m3 | 226.4082 | 226.4082
CS08-CS09 | 9.92 | 15.76 |  |  | 156.3392 | 156.3392 | m3 | 171.9731 | 171.9731
CS09-CS10 | 10 | 15.76 |  |  | 157.6 | 157.6 | m3 | 173.36 | 173.36
CS10~ | 11.35 | 15.76 |  |  | 178.876 | 178.876 | m3 | 196.7636 | 196.7636
0 | 0 | 0 |  |  | 0 | 0 | m3 | 0 | 0
1022.9974
BILL 04 : DRAINAGE CONSTRUCTIONS
GABION WALL CONSTRUCTIONS
Type II
Wall | 0 | 4.5 |  |  | 0 | 0 | m3 | 0 | 0
Base | 0 | 1 |  |  | 0 | 0 | m3 | 0 | 0
Geo Textile | 0 | 8.2 |  |  | 0 | 0 | m3 | 0 | 0
Type III
Wall | 0 | 8.4 |  |  | 0 | 0 | m3 | 0 | 0
Base | 0 | 1.75 |  |  | 0 | 0 | m3 | 0 | 0
Geo Textile | 0 | 11.2 |  |  | 0 | 0 | m3 | 0 | 0
Type IV
Wall | 44.33 | 13.35 |  |  | 591.8055 | 591.8055 | m3 | 650.986 | 650.986
Base | 44.33 | 2.47 |  |  | 109.4951 | 109.4951 | m3 | 120.4446 | 120.4446
Geo Textile | 44.33 | 13.75 |  |  | 609.5375 | 609.5375 | m3 | 670.4913 | 670.4913
| Bar Dia. | Nr | Length | Unit Weight | Weight
Reinforcement
Formwork
Dowels
BILL 04 : CATCH-PITS
BILL 05 : SOIL NAILING & HORIZONTAL DRAINS/ Turfing
Mesh & Hydroseeding or Shotcrete
Metalic mesh
~CS08 | 12.79 | 7.66 |  |  | 97.9714 |  | m | 107.7685 | 107.7685
CS08-CS09 | 10.88 | 7.415 |  |  | 80.6752 |  | m | 88.7427 | 88.7427
CS09-CS10 | 9.97 | 7.135 |  |  | 71.136 |  | m | 78.2495 | 78.2495
CS10~ | 24.17 | 7.1 |  |  | 171.607 |  | m | 188.7677 | 188.7677
0 | 0 | 0 |  |  | 0 |  | m | 0 | 0
Nailing Area 02
~CS08 | 13.84 | 9.76 |  |  | 135.0784 |  | m | 148.5862 | 148.5862
CS08-CS09 | 10.4 | 11.09 |  |  | 115.336 |  | m | 126.8696 | 126.8696
CS09-CS10 | 9.91 | 13.195 |  |  | 130.7625 |  | m | 143.8387 | 143.8387
CS10~ | 25.45 | 13.97 |  |  | 355.5365 |  | m | 391.0901 | 391.0901
1273.9132
Turfing
Reshaping Area
Soil nails
90mm dia 10m | 10 |  |  | 142 | 1420 |  | m |  | 1420
90mm dia 8m | 12 |  |  | 70 | 840 |  | m |  | 840
[5 empty] | 0 |  | m |  | 0
[5 empty] | 0 |  | m |  | 0
[5 empty] | 0 |  | m |  | 0
[5 empty] | 0 |  | m |  | 0
2260
Grid Beam
| 646.75 |  |  |  | 646.75 | 646.75 | m | 711.425 | 711.425
| 0 |  |  |  | 0 | 0 | m | 0 | 0
711.425
Horizontal drain
20 | 20 |  |  | 14 | 280 | 280 | m |  | 280
0 | 0 |  |  | 0 | 0 | 0 | m |  | 0
280
Boundery Beams
| 260.45 |  |  |  | 260.45 |  | m | 286.495 | 286.495
Turfing Area
~CS08 | 14.68 | 15.24 |  |  | 223.7232 | 223.7232 | m2 | 246.0955 | 246.0955
CS08-CS09 | 10.4 | 15.47 |  |  | 160.888 | 160.888 | m2 | 176.9768 | 176.9768
CS09-CS10 | 10.12 | 15.285 |  |  | 154.6842 | 154.6842 | m2 | 170.1526 | 170.1526
CS10~ | 31.38 | 14.87 |  |  | 466.6206 | 466.6206 | m2 | 513.2827 | 513.2827
~CS08 | 13.06 | 20 |  |  | 261.2 | 261.2 | m2 | 287.32 | 287.32
CS08-CS09 | 9.92 | 20.08 |  |  | 199.1936 | 199.1936 | m2 | 219.113 | 219.113
CS09-CS10 | 10 | 20.175 |  |  | 201.75 | 201.75 | m2 | 221.925 | 221.925
CS10~ | 11.35 | 20.19 |  |  | 229.1565 | 229.1565 | m2 | 252.0722 | 252.0722
2086.9377
Cantilever wall Construction
V shape excavation

## 2Drains (hidden)
Drain Type | Width W(mm) | Height H(mm) | Thickness t(mm) | Screed |  | Reinforcement / Spacing |  |  | Energy Breakers | Cascade Steps
|  |  |  | Thickness t(mm) | T (mm) | Vertical | T (mm) | Horizontal | Spacing (m) | Width | Height
DS (M) - A | 0.3 | 0.3 | 0.1 | 0.05 | 10 | 0.2 | 10 | 0.25 | 3 | [8 empty] | w
H
DS (M) - B | 0.45 | 0.45 | 0.1 | 0.05 | 10 | 0.2 | 10 | 0.25 | 3
DS (M) - C | 0.6 | 0.6 | 0.1 | 0.05 | 10 | 0.2 | 10 | 0.25 | 3
DS (M) - D | 0.75 | 0.75 | 0.125 | 0.05 | 10 | 0.2 | 10 | 0.25 | 3
DS (M) - E | 0.9 | 0.9 | 0.15 | 0.05 | 10 | 0.175 | 10 | 0.25 | 3 | [10 empty] | t
DS (M) - F | 1 | 1 | 0.15 | 0.05 | 10 | 0.175 | 10 | 0.25 | 3 | [10 empty] | Screed
DS (M) - P | 0.3 | 0.3 | 0.1 | 0.05 | 10 | 0.2 | 10 | 0.25 | 3
DS (M) - Q | 0.6 | 0.6 | 0.1 | 0.05 | 10 | 0.2 | 10 | 0.25 | 3
DS (B) - A (Type I) | 0.3 | 0.3 | 0.1 | 0.05 | 10 | 0.25 | 10 | 0.25 | 0
Berm | 1.5 |  | 0.1 |  | 10 | 0.25 | 10 | 0.15
DS (B) - B (Type I) | 0.45 | 0.45 | 0.1 | 0.05 | 10 | 0.25 | 10 | 0.25 | 0
Berm | 1.5 |  | 0.1 |  | 10 | 0.25 | 10 | 0.15
DS (B) - C (Type I) | 1 | 0.15 | 0.1 | 0.05 | 10 | 0.25 | 10 | 0.25 | 0
Berm | 1.5 |  | 0.1 |  | 10 | 0.25 | 10 | 0.15
DS (K) - A | 1 | 0.2 | 0.1 | 0.05 | 10 | 0.25 | 10 | 0.25 | 0
DS (K) - B | 1 | 0.3 | 0.1 | 0.05 | 10 | 0.25 | 10 | 0.25 | 0
DS(M) - L Type I | 0.6 | 0.6 | 0.15 | 0.05 | 10 | 0.25 | 10 | 0.25 | 0
DS(M) - L Type II | 0.8 | 0.8 | 0.15 | 0.05 | 10 | 0.25 | 10 | 0.25 | 0
DS(L) - A | 1 | 0.6 | 0.1 | 0.05 | 10 | 0.25 | 10 | 0.25 | 3
DS(L) - B | 1 | 0.8 | 0.125 | 0.05 | 10 | 0.25 | 10 | 0.25 | 3
DS(L) - C | 1 | 1 | 0.125 | 0.05 | 10 | 0.25 | 10 | 0.25 | 3
DS(L) - D | 1 | 1 | 0.125 | 0.05 | 10 | 0.25 | 10 | 0.25 | 3
DS(C) - A (Type I) | 0.45 | 0.45 | 0.1 | 0.05 | 10 | 0.25 | 10 | 0.25 |  | 0.275 | 0.275
DS(C) - B (Type I) | 0.45 | 0.6 | 0.1 | 0.05 | 10 | 0.25 | 10 | 0.25 |  | 0.275 | 0.275
DS(C) - C (Type I) | 0.6 | 0.6 | 0.1 | 0.05 | 10 | 0.25 | 10 | 0.25 |  | 0.275 | 0.275
DS(C) - D (Type I) | 0.8 | 0.8 | 0.1 | 0.05 | 10 | 0.25 | 10 | 0.25 |  | 0.275 | 0.275
DS(C) - E (Type I) | 1 | 1 | 0.125 | 0.05 | 10 | 0.25 | 10 | 0.25 |  | 0.275 | 0.275
DS(C) - A (Type II) | 0.45 | 0.45 | 0.1 | 0.05 | 10 | 0.25 | 10 | 0.25 |  | 0.9 | 0.45
DS(C) - B (Type II) | 0.45 | 0.6 | 0.1 | 0.05 | 10 | 0.25 | 10 | 0.25 |  | 0.9 | 0.45
DS(C) - C (Type II) | 0.6 | 0.6 | 0.1 | 0.05 | 10 | 0.25 | 10 | 0.25 |  | 0.9 | 0.45
DS(C) - D (Type II) | 0.8 | 0.8 | 0.1 | 0.05 | 10 | 0.25 | 10 | 0.25 |  | 0.9 | 0.45
DS(C) - E (Type II) | 1 | 0.75 | 0.125 | 0.05 | 10 | 0.25 | 10 | 0.25 |  | 0.9 | 0.45
[9 empty] | Outer FW % | Y10 RF
Drains | [8 empty] | 100% | V |  |  | H |  |  | Total
|  | Nos | Length |  | SC | Exc | C15 | C25 | FW | No's |  | Length | No's |  | Length | Length | Weight
Cut off Drains | DS-M-A |  | 132.55 |  | 265.1 | 29.8238 | 3.3138 | 14.5805 | 185.57 | 663.75 | 664 | 1.06 | 5.24 | 6 | 143.5958 | 1565.415 | 966.3056 | T10
| Energy Breakers | 45 | [5 empty] | 0.063281 | 2.0925 | 45 | 45 | 0.39 |  |  |  | 17.55 | 10.8333 | T10 | 977.1389
Cut off Drains | DS-M-B |  | 75.735 |  | 276.4327 | 29.5367 | 2.4614 | 11.7389 | 151.47 | 379.675 | 380 | 1.51 | 7.04 | 8 | 82.0463 | 1230.17 | 759.3642 | T10
| Energy Breakers | 26 | [5 empty] | 0.054844 | 1.8135 | 26 | 26 | 0.54 |  |  |  | 14.04 | 8.6667 | T10 | 768.0309
Cut off Drains | DS-M-C |  | 64.02 |  | 243.276 | 38.412 | 2.5608 | 12.804 | 166.452 | 321.1 | 322 | 1.96 | 8.84 | 9 | 69.355 | 1255.315 | 774.8858 | T10
| Energy Breakers | 22 | [5 empty] | 0.061875 | 2.046 | 22 | 22 | 0.69 |  |  |  | 15.18 | 9.3704 | T10 | 784.2562
Cut off Drains | DS-M-R |  |  |  | 0 | 0 | 0 | 0 | 0 | 0 | 0 | 2.51 | 11.04 | 12 | 0 | 0 | 0 | T10
| Energy Breakers | 0 | [5 empty] | 0 | 0 | 0 | 0 | 0.84 |  |  |  | 0 | 0 | T10 | 0
Cut off Drains | DS-M-D |  |  |  | 0 | 0 | 0 | 0 | 0 | 0 | 0 | 2.51 | 11.04 | 12 | 0 | 0 | 0 | T10
| Energy Breakers | 0 | [5 empty] | 0 | 0 | 0 | 0 | 0.84 |  |  |  | 0 | 0 | T10
Subsuface Drain
PVC Pipe
Aggrigate
Cut off Drains | DS-M-E |  |  |  | 0 | 0 | 0 | 0 | 0 | 0 | 0 | 3.06 | 13.24 | 14 | 0 | 0 | 0 | T10
| Energy Breakers | 0 | [5 empty] | 0 | 0 | 0 | 0 | 0.99 |  |  |  | 0 | 0 | T10
Cut off Drains | DS-M-F |  |  |  | 0 | 0 | 0 | 0 | 0 | 0 | 0 | 3.36 | 14.44 | 15 | 0 | 0 | 0 | T10
| Energy Breakers | 0 | [5 empty] | 0 | 0 | 0 | 0 | 1.09 |  |  |  | 0 | 0 | T10
Cut off Drains | DS-M-P |  | 47.3 |  | 94.6 | 11.825 | 1.1825 | 5.676 | 70.95 | 237.5 | 238 | 1.16 | 5.64 | 6 | 51.2417 | 583.53 | 360.2037 | T10
| Energy Breakers | 16 | [5 empty] | 0.0225 | 0.744 | 16 | 16 | 0.39 |  |  |  | 6.24 | 3.8519 | T10 | 364.0556
Cut off Drains | DS-M-Q |  |  |  | 0 | 0 | 0 | 0 | 0 | 0 | 0 | 2.06 | 9.24 | 10 | 0 | 0 | 0 | T10
| Energy Breakers | 0 | [5 empty] | 0 | 0 | 0 | 0 | 0.69 |  |  |  | 0 | 0 | T10
Cut off Drains | DS-B-A |  | 64.02 |  | 64.02 | 16.005 | 1.6005 | 7.6824 | 96.03 | 257.08 | 258 | 1.16 | 5.64 | 6 | 69.355 | 715.41 | 441.6111 | T10
| Berm |  | 64.02 |  | 128.04 | 9.603 |  | 9.603 | 6.402 | 257.08 | 258 | 1.46 | 10.7333 | 11 | 69.355 | 1139.585 | 703.4475 | T10 | 1145.0586
Cut off Drains | DS-B-B |  |  |  | 0 | 0 | 0 | 0 | 0 | 0 | 0 | 1.61 | 7.44 | 8 | 0 | 0 | 0 | T10
| Berm |  |  |  | 0 | 0 |  | 0 | 0 | 0 | 0 | 1.46 | 10.7333 | 11 | 0 | 0 | 0 | T10
Cut off Drains | DS-B-C |  |  |  | 0 | 0 | 0 | 0 | 0 | 0 | 0 | 1.56 | 7.24 | 8 | 0 | 0 | 0 | T10
| Berm |  |  |  | 0 | 0 |  | 0 | 0 | 0 | 0 | 1.46 | 10.7333 | 11 | 0 | 0 | 0 | T10
Cut off Drains | DS-K-A |  |  |  | 0 | 0 | 0 | 0 | 0 | 0 | 0 | 1.24 | 5.96 | 6 | 0 | 0 | 0 | T10
Cut off Drains | DS-K-B |  |  |  | 0 | 0 | 0 | 0 | 0 | 0 | 0 | 1.34 | 6.36 | 7 | 0 | 0 | 0 | T10
Cut off Drains | DS-M-L (Type I) |  |  |  | 0 | 0 | 0 | 0 | 0 | 0 | 0 | 6.2 | 23 | 23 | 0 | 0 | 0 | T10
Cut off Drains | DS-M-L (Type II) |  |  |  | 0 | 0 | 0 | 0 | 0 | 0 | 0 | 7.4 | 27 | 27 | 0 | 0 | 0 | T10
Cut off Drains | DS-L-A |  |  |  | 0 | 0 | 0 | 0 | 0 | 0 | 0 | 2.36 | 10.44 | 11 | 0 | 0 | 0 | T10
| Energy Breakers | 0 | [5 empty] | 0 | 0 | 0 | 0 | 1.01 |  |  |  | 0 | 0 | T10
Cut off Drains | DS-L-B |  |  |  | 0 | 0 | 0 | 0 | 0 | 0 | 0 | 2.86 | 12.44 | 13 | 0 | 0 | 0 | T10
| Energy Breakers | 0 | [5 empty] | 0 | 0 | 0 | 0 | 1.01 |  |  |  | 0 | 0 | T10
Cut off Drains | DS-L-C |  |  |  | 0 | 0 | 0 | 0 | 0 | 0 | 0 | 6.96 | 26.08 | 27 | 0 | 0 | 0 | T10
| Energy Breakers | 0 | [5 empty] | 0 | 0 | 0 | 0 | 1.01 |  |  |  | 0 | 0 | T10
Cut off Drains | DS-L-D |  |  |  | 0 | 0 | 0 | 0 | 0 | 0 | 0 | 6.96 | 26.08 | 27 | 0 | 0 | 0 | T10
| Energy Breakers | 0 | [5 empty] | 0 | 0 | 0 | 0 | 1.01 |  |  |  | 0 | 0 | T10
Type I-Cascade Drains | DS-C-A |  |  |  | 0 | 0 | 0 | 0 | 0 | 0 | 0 | 1.51 | 7.04 | 8 | 0 | 0 | 0 | T10
| Steps | 0 | [5 empty] | 0 | 0 |  | 0 |  |  |  |  | 0 | 0
| Dowels | 0
Type I-Cascade Drains | DS-C-B |  | 32.7109 |  | 53.973 | 7.4417 | 1.0631 | 6.2478 | 85.0484 | 131.8436 | 132 | 1.81 | 8.24 | 9 | 35.4368 | 557.8513 | 344.3527 | T10
| Steps | 85 | [5 empty] | 0.1793 | 10.5188 |  | 0 |  |  |  |  | 0 | 0 |  | 344.3527
| Dowels | 33
Type I-Cascade Drains | DS-C-C |  | 116.6715 |  | 210.0087 | 32.668 | 4.6669 | 24.0343 | 303.3459 | 467.686 | 468 | 1.96 | 8.84 | 9 | 126.3941 | 2054.8271 | 1268.4118 | T10
| Steps | 300 | [5 empty] | 0.84375 | 49.5 |  | 0 |  |  |  |  | 0 | 0
| Dowels | 117
Type I-Cascade Drains | DS-C-D |  | 8.6 |  | 17.2 | 3.87 | 0.43 | 2.2876 | 29.24 | 35.4 | 36 | 2.56 | 11.24 | 12 | 9.3167 | 203.96 | 125.9012 | T10
| Steps | 23 | [5 empty] | 0.08625 | 5.06 |  | 0 |  |  |  |  | 0 | 0
| Dowels | 9
Type I-Cascade Drains | DS-C-E |  | 13.83 |  | 31.1175 | 9.5081 | 0.86438 | 5.7222 | 58.7775 | 56.32 | 57 | 3.26 | 14.04 | 15 | 14.9825 | 410.5575 | 253.4306 | T10
| Steps | 36 | [5 empty] | 0.16875 | 9.9 |  | 0 |  |  |  |  | 0 | 0
| Dowels | 14
Type II-Cascade Drains | DS-C-A |  | 100 |  | 165 | 20.25 | 5.85 | 20.925 | 200 | 541 | 541 | 1.51 | 7.04 | 8 | 137.5833 | 1917.5767 | 1183.6893 | T10
| Steps | 100
| Dowels | 100
Type II-Cascade Drains | DS-C-B |  | 28.19 |  | 46.5135 | 5.8725 | 1.6965 | 7.2428 | 73.294 | 157.6 | 158 | 1.81 | 8.24 | 9 | 39.8992 | 645.0725 | 398.1929 | T10
| Steps | 29
| Dowels | 29
Type II-Cascade Drains | DS-C-C |  | 100 |  | 180 | 20.25 | 7.2 | 27 | 260 | 541 | 541 | 1.96 | 8.84 | 9 | 137.5833 | 2298.61 | 1418.8951 | T10
| Steps | 100
| Dowels | 100
Type II-Cascade Drains | DS-C-D |  | 100 |  | 200 | 20.25 | 9 | 35.1 | 340 | 541 | 541 | 2.56 | 11.24 | 12 | 137.5833 | 3035.96 | 1874.0494 | T10
| Steps | 100
| Dowels | 100
Type II-Cascade Drains | DS-C-F |  | 88.0928 |  | 198.2088 | 17.82 | 12.375 | 40.8375 | 286.3017 | 476.2 | 477 | 2.76 | 12.04 | 13 | 121.0733 | 2890.4733 | 1784.2428 | T10
| Steps | 88 | [5 empty] | 0.4125 | 39.6
| Dowels | 89
[5 empty] | L | W/Area | No
DS-M-C
Drain Length With Cover Slb area | 10
Cover Slab
Letgth | 0.5
No. of C.Slabs | 20
G25 | 1.6 |  | 159.75 Area
Formwork | 9.4
Reinforcment | 2.12 | 5 | 20 | 1.1 | 233.2
| 0.5 | 12 | 20 | 1.1 | 132
[5 empty] | 365.2 | 0.617 |  | 226
Steel Grating
| L | W |  | m2
DS(M)A | 132.55 | 0.5 |  | 66.275 | 1.1 | 72.9025
| DS-D-A |  | 75.735 |  | 227.205 | 10.6029 |  | 9.8456 | 22.7205 | [9 empty] | 83.3085
Note on L79: Adminis Varies
Note on L83: Adminis Varies
Note on L87: Adminis Varies
Note on L91: Adminis Varies
Note on L95: Adminis Varies
Note on C149: Administrator: H takes as 600 mm
Note on C151: Administrator: H takes as 600 mm
Note on J165: Administrator: has added 60mm to height of base concrete
Note on J169: Administrator: has added 60mm to height of base concrete
Note on J173: Administrator: has added 60mm to height of base concrete
Note on J177: Administrator: has added 60mm to height of base concrete
Note on J181: Administrator: has added 60mm to height of base concrete

## 2Sheet1 (hidden)
Site 125 |  |  | Nailing Area 01 | Length | Clearing | Mesh | Excavation | Backfill | Reshaping |  |  | Length | No.
[11 empty] | Nails | 10 | 142
Drain |  | Length | ~CS08 | 12.79 |  | 7.66 |  |  | 0.72 |  |  | 12 | 70
|  |  | CS08-CS09 | 10.88 |  | 7.415 |  |  | 1.25
DS M A |  | 132.55 | CS09-CS10 | 9.97 |  | 7.135 |  |  | 1.375
DS D A |  | 75.735 | CS10~ | 24.17 |  | 7.1 |  |  | 0.97 |  | H drain | 20 | 14
DS B A Type I |  | 64.02
DS C C |  | 116.6715
Nailing Area 02
[11 empty] | Grid Beams | 646.75
|  |  | CS | Length | Clearing | Mesh | Excavation | Backfill | Reshaping | Turfing
Gabion Wall Type 2
|  |  | ~CS08 | 13.84 |  | 9.76 |  |  | 10.1
Wall |  |  | CS08-CS09 | 10.4 |  | 11.09 |  |  | 7.825 |  | Boundery B. | 260.45
Base |  |  | CS09-CS10 | 9.91 |  | 13.195 |  |  | 8.365
Geo Textile |  |  | CS10~ | 25.45 |  | 13.97 |  |  | 11.18
Gabion Wall Type 3 |  |  | Gabion Wall Type 2
Wall |  |  | ~CS01
Base |  |  | CS01-CS02
Geo Textile |  |  | CS02-CS03
CS03~
Gabion Wall Type 4 | 44.33
CS07
Wall | 13.35
Base | 2.47 |  | Excavation and turfing
Geo Textile | 13.75
|  |  | ~CS08 | 14.68 |  |  |  |  | 3.38 | 15.24
|  |  | CS08-CS09 | 10.4 |  |  |  |  | 6.505 | 15.47
|  |  | CS09-CS10 | 10.12 |  |  |  |  | 8.52 | 15.285
|  |  | CS10~ | 31.38 |  |  |  |  | 7.41 | 14.87
Gabion Wall Type 4
|  |  | ~CS08 | 13.06 |  |  | 3.37 | 15.76 | 21.31 | 20
|  |  | CS08-CS09 | 9.92 |  |  | 4.465 | 15.76 | 19.83 | 20.08
|  |  | CS09-CS10 | 10 |  |  | 5.83 | 15.76 | 19.665 | 20.175
|  |  | CS10~ | 11.35 |  |  | 6.1 | 15.76 | 20.98 | 20.19

## Bill No 04
BILL NO. 04 - PROVISIONAL SUMS | [5 empty] | 0.2408%
BOQ ITEM | PAY ITEM | DESCRIPTION | UNIT | AMOUNT (Rs) |  |  |  | 1650000
PROJECT NAME BOARDS/ PLAQUES
4.1 | 106.6(2) | Project Inauguration Plaque and related services | PROVISIONAL SUM | 125000
SERVICES
4.2 | 110(1) | Temporary supporting and protecting public utility services during execution of works | PROVISIONAL SUM | 500000
ENVIRONMENTAL MANAGEMENT
4.3 | 2000(4) | Monitoring Environmental Quality Parameters and Environmental mitigation measures during construction | PROVISIONAL SUM | 460000 |  |  | 20000
TRAFFIC CONTROL
4.4 | 101(1) | Management, Safety & Control & Temporary Diversion of Traffic, including provision of a general traffic management plan | PROVISIONAL SUM | 500000 | 161000 |  | 1532464.5492
HEALTH & SAFETY
4.5 | 2003(2) | Awareness Programme for STDs | PROVISIONAL SUM | 225000
UTILITY RELOCATION
4.6 | 203(1) | Relocation of utility services as per requirements of the utility service agency | PROVISIONAL SUM | 625000 |  | Geo technical Engineer | 1 | full | 350000 | 350000
MONITORING
4.7 | 703(1) | Instrumentation as per Section 1300 | PROVISIONAL SUM | 1125000 |  | Technical officer | 6 | full | 510000 | 85000
REMOVAL OF EXISTING STRUCTURES
4.8 |  | Removal of existing structures and related work | PROVISIONAL SUM | 375000 | 0
DEVELOPMENT OF ACCESS ROADS, REHABILITATION OF ROADS & EXISTING DRAINAGE
4.9 |  | Development of access roads & Rehabilitation of Road Pavement, drainage and relevant work (items under this work shall comply with CIDA publication SCA - 05 - Second edition [STANDARD SPECIFICATION FOR CONSTRUCTION AND MAINTENANCE OF ROADS AND BRIDGES] | PROVISIONAL SUM | 750000
CULVERT CONSTRUCTION
4.10 |  | Construct a culvert as per the engineer's instructions. | PROVISIONAL SUM | 750000
| Total of Bill No 04 - Provisional Sums (Transfer to Summary of Bills of Quantities) |  |  | 5435000 |  |  |  |  | 0
#REF!

## Bill No 05
BILL NO. 05- OVERHEAD AND PROFIT BY THE CONTRACTOR FOR PROVISIONAL SUMS | [6 empty] | 0%
BOQ ITEM | PAY ITEM | DESCRIPTION | UNIT | AMOUNT OF PROVISIONAL SUM | PERCENTAGE | AMOUNT (Rs) |  | 1650000
PROJECT NAME BOARDS/ PLAQUES
5.1 |  | Allow for overhead and profit by the contractor for Project Inauguration Plaque and related services | pro rata | 125000 |  | 0
|  | SERVICES |  |  |  | 0
5.2 |  | Allow for overhead and profit by the contractor for Temporary supporting and protecting public utility services during execution of works | pro rata | 500000 |  | 0
|  | ENVIRONMENTAL MANAGEMENT |  |  |  | 0
5.3 |  | Allow for overhead and profit by the contractor for Monitoring Environmental Quality Parameters and Environmental mitigation measures during construction | pro rata | 460000 |  | 0
|  | TRAFFIC CONTROL |  |  |  | 0
5.4 |  | Allow for overhead and profit by the contractor for Management, Safety & Control & Temporary Diversion of Traffic, including provision of a general traffic management plan | pro rata | 500000 |  | 0
|  | HEALTH & SAFETY |  |  |  | 0
5.5 |  | Allow for overhead and profit by the contractor for Awareness Programme for STDs | pro rata | 225000 |  | 0
|  | UTILITY RELOCATION |  |  |  | 0
5.6 |  | Allow for overhead and profit by the contractor for Relocation of utility services as per requirements of the utility service agency | pro rata | 625000 |  | 0
|  | MONITORING |  |  |  | 0
5.7 |  | Allow for overhead and profit by the contractor for Instrumentation as per Section 1300 | pro rata | 1125000 |  | 0
|  | REMOVAL OF EXISTING STRUCTURES |  |  |  | 0
5.8 |  | Allow for overhead and profit by the contractor for Removal of existing structures and related work | pro rata | 375000 |  | 0
|  | DEVELOPMENT OF ACCESS ROADS, REHABILITATION OF ROADS & EXISTING DRAINAGE |  |  |  | 0
5.9 |  | Allow for overhead and profit by the contractor for Development of access roads & Rehabilitation of Road Pavement, drainage and relevant work (items under this work shall comply with CIDA publication SCA - 05 - Second edition [STANDARD SPECIFICATION FOR CONSTRUCTION AND MAINTENANCE OF ROADS AND BRIDGES] | pro rata | 750000 |  | 0
|  | CULVERT CONSTRUCTION |  |  |  | 0
5.10 |  | Construct a culvert as per the engineer's instructions. | pro rata | 750000 |  | 0
| Total of Bill No 05 - Overhead and Profit by the Contractor for the PS (Transfer to Summary of Bills of Quantities) |  |  |  |  | 0 |  |  | 0
#REF!

## Bill No.6 Dayworks
BILL NO. 6- DAYWORKS
ITEM | DESCRIPTION | UNIT | QTY. | RATE | AMOUNT
6.1 | LABOUR
6.1.1 | Skilled Labour | hr | 60 |  | 0
6.1.2 | Unskilled Labour | hr | 60 |  | 0
6.1.3 | Mason | hr | 25 |  | 0
6.1.4 | Carpenter | hr | 25 |  | 0
6.1.5 | Steel fixer | hr | 25 |  | 0
6.1.6 | Mechanic | hr | 25 |  | 0
6.1.7 | Plumber, Electrician | hr | 25 |  | 0
6.1.8 | Welder, Fitter | hr | 25 |  | 0
6.1.9 | Driver | hr | 25 |  | 0
6.1.10 | Site Supervisor | hr | 25 |  | 0
6.2 | MATERIAL
6.2.1 | Cement | 50 kg bag | 20 |  | 0
6.2.2 | Sand | m3 | 5 |  | 0
6.2.3 | 20 mm agregate | m3 | 5 |  | 0
6.2.4 | Imported soil (Type I ) | m3 | 5 |  | 0
6.2.5 | Imported soil (Type II ) | m3 | 5 |  | 0
6.2.6 | Aggregate (20-200mm) | m3 | 5 |  | 0
6.2.7 | Aggregate (12.5mm) | m5 | 5 |  | 0
6.2.8 | Mild Steel reinforcement | kg | 60 |  | 0
6.2.9 | Tor Steel reinforcement | kg | 60 |  | 0
6.2.10 | PVC Pipes 90 mm | m | 30 |  | 0
6.2.11 | PVC Pipes 75 mm | m | 50 |  | 0
6.2.12 | PVC Pipes 50 mm | m | 50 |  | 0
6.2.13 | Random Rubble (4"x 6"mm) | m3 | 10 |  | 0
6.2.14 | Random Rubble (6"x9") | m3 | 10 |  | 0
6.2.15 | Timber Plywood Sheet 12mm | m2 | 10 |  | 0
6.2.16 | Asphalt concrete: binder course material | Mt | 5 |  | 0
6.2.17 | Asphalt concrete: wearing course material | Mt | 5 |  | 0
6.2.18 | Bituminous Emulsion CSS-1 | liter | 75 |  | 0
6.2.19 | Bituminous Emulsion (CRS-1) | liter | 75 |  | 0
6.2.20 | Bituminous Emulsion (CRS-2) | liter | 75 |  | 0
6.2.21 | Aggregate Base Course(ABC) | m3 | 8 |  | 0
6.2.22 | PVC coated galvanized Gabion boxex 1m x1m x1m | nr | 10 |  | 0
6.2.23 | Grade 25 Readymix Concrete | m3 | 2 |  | 0
6.3 | PLANT & MACHINERY
6.3.1 | Hydraulic Excavator 130HP | hr | 8 |  | 0
6.3.2 | Hydraulic Excavator 200HP | hr | 8 |  | 0
6.3.3 | Dump Truck/Tipper 20T | km | 8 |  | 0 |  |  | feb
6.3.4 | Tractor/Trailer 100HP | hr | 8 |  | 0
6.3.5 | Air Compressor 450 cfm | hr | 8 |  | 0 | 1250 | 1.25 | 1562.5
6.3.6 | Soil nailing machine with accessories | hr | 8 |  | 0 | 5000 |  | 6250
6.3.7 | Backhoe Loader (JCB) | hr | 8 |  | 0 | 1850 |  | 2312.5
6.3.8 | Shotcrete Gunning machine with accessories | hr | 8 |  | 0
6.3.9 | Asphalt Paver (crawler) | hr | 8 |  | 0
6.3.10 | Emulsion Sprayer self prop.(4000L) | hr | 8 |  | 0
6.3.11 | Concrete Mixer | hr | 8 |  | 0
6.3.12 | Generator (420 KW ) | hr | 5 |  | 0
6.3.13 | Long reach Excavator | hr | 8 |  | 0
6.3.14 | Vibrating Rammer | Day | 8 |  | 0
6.3.15 | Plate Compactor | Day | 8 |  | 0
6.3.16 | 1 Tonn Roller | hr | 8 |  | 0
6.3.17 | 5 Tonn Roller | hr | 8 |  | 0
6.3.18 | Pneumatic road roller(8-10 tonn) | hr | 8 |  | 0
6.3.19 | Vibrating Roller (10 tonn) | hr | 8 |  | 0
6.3.20 | Crew cab | km | 8 |  | 0
6.3.21 | Boom truck | hr | 8 |  | 0 |  |  |  | 3832.65
6.3.22 | Jack hammer | Day | 8 |  | 0
| Total of Bill No 6 - DayWorks (Transfer to Summary of Bills of Quantities) |  |  |  | 0 |  | -15000000

## Rates (2) (hidden)
Concrete C15/20 for beds poured on or against earth or un-blinded hardcore | m3 | 0
Concrete C25/20 for walls and base of drains. Rate shall include expansion joints | m3 | 28100
Tor – Steel reinforcement | kg | 34900
Formwork for concrete sides of drains plain smooth finish | m2 | 445
Supply and install (16 mm dia. ) hot dipped galvanized mild steel grouted dowels | m | 2950
Gabion wall (PVC coated galvanized wire) | m3 | 1840
Filter fabric/Geotextile | m2 | 10270
Base preperation for gabion wall with 6" x 9" Rubble | m3 | 22500
RRM RETAINING WALL (Type I)
Random Rubble Masonry using 1:5 cement : sand mortar | m3 | 780
Aggregate backfill – (20-200 mm) | m3 | 10100
Geotextile/Filter fabric | m2 | 10270
Weep holes using 90mm dia UPVC pipes (PNT 7) | m | 0
20mm thick 1: 3 cement : sand Plastering | m2 | 21700
Supply, Fabricate and install steel grating with accessories as per the detailed drawing No. RLVMMP/WORKS/NCB/PHII/031-AT/DR-06a (rate shall include painting two coats of anticorrosive paint and one coat of Enamel paint) | m2 | 50000
Excavation of slope up to required angle (soil suitable for filling and unsuitable for filling including soft rock) | m3 | 0
Excavation and disposal of Boulders - 0.25 m3 - 1.0 m3 (Provisional Quantity, rate shall include for backfilling holes ) | m3 | 2210
Excavation (chemical blasting) and disposal of Hard rock > 1.0 m3 (Provisional Quantity , rate shall include for backfilling holes ) | m3 | 1750
Excavation (mechanical breaking) and disposal of Hard rock > 1.0 m3 (Provisional Quantity , rate shall include for backfilling holes ) | m3 | 22400
Disposal of excess soils away from site | m3 | 1900
Fill in slope by using excavated soil including soft rock (Filling Type I or II material) | m3 | 2400
Excavation for Drains and Catch pits, soil suitable for filling including soft rock for reuse(Rate shall include Excavation & Backfill for the working space) | m3 | 2740
Excavation for Gabian Wall, soil suitable for filling including soft rock for reuse(Rate shall include Excavation & Backfill for the working space) | m3 | 12500
Backfill behind the Gabian Wall with suitable existing soil for structures.(Rate shall include for necessary compaction.) | m3 | 2700
Excavation and disposal of Boulders - 0.25 m3 - 1.0 m3 (Provisional Quantity, rate shall include for backfilling holes ) | m3 | 2210
Excavation (chemical blasting) and disposal of Hard rock > 1.0 m3 (Provisional Quantity , rate shall include for backfilling holes ) | m3 | 1750
Excavation (mechanical breaking) and disposal of Hard rock > 1.0 m3 (Provisional Quantity , rate shall include for backfilling holes ) | m3 | 22400
Disposal of excess soils away from site | m3 | 1900
32mm dia. soil nails (less than or equal to 12m length) inserted into 125mm dia. bore hole with grouting | m | 10072.4
Coated Metallic Mesh for Non-Embedded Grid Beam method including connecting clips, and other necessary accessories | m2 | 13650
Non embedded Grid beam concrete C 30/20 with nail heads including slope preparation, excavation, formwork, RF and dowels. | m | 8940
Non embedded boundary beams concrete C30/20 including slope preparation, excavation, formwork and reinforcement & dowels. | m | 7370
Supply and install (12 mm dia.) hot dipped galvanized mild steel grouted dowels | m | 1700
Pull-Out test for test nails | nr | 100000
90mm dia Long Drain with perforated UPVC pipes (PNT 11) and filter fabric. Rate shall include for drilling through any type of soil and associated work and disposal of drilled material away from the site as directed by the Engineer. | m | 0
90mm dia Short Drains with perforated UPVC pipes (PNT 11) . Rate shall include for drilling through any type of soil and associated work and disposal of driled material away from the site as directed by the Engineer. | m | 8600
Coir mesh | m2 | 1660
Planting/Seeding/Turfing on slope stabilized surface (soil nailed area) and regular maintenance for 3 months | m2 | 40000
Clearing and grubbing inclusive of backfilling holes and trenches caused by removal of stumps and boulders (Average depth 150mm) |  | 4000
Removal of trees: 300 ≤ Girth < 600 mm |  | 310
Removal of trees: 600 ≤ Girth < 1,200 mm |  | 5820
Removal of trees: 1,200 ≤ Girth < 2,000 mm |  | 11860
Removal of trees: 2,000 < Girth mm |  | 24130
Removal of stumps of previously fallan trees; 300≤ Girth< 600mm |  | 27820
Removal of overhanging branches: 300 ≤ Girth |  | 14160
Dismantle and remove rubble / brick masonry structures |  | 2860
Dismantle and remove concrete (R/F or mass) structures |  | 5580
Supply and install (16 mm dia. ) hot dipped galvanized mild steel grouted dowels |  | 4500
Turfing as directed by the Engineer, and regular maintanance for 3 months |  | 370
Supply and installation Reinforced concrete heavy duty pipe (Type NP2)- 600 mm dia as per the detailed drawing No.: RLVMMP/WORKS/NCB/PhII/061-IGK/DR-05 |  | 369200
Chain link wire fence, core wire diameter 3.0 mm with 50mm x 50mm openings, fence height 1.5 m, including GI pipes / posts(in 2m intervals), Excavation, Concrete works and all as per the detailed drawing No. RLVMMP/WORKS/NCB/PhII/37-RPP/DR-10 |  | 14900

## 3QTY (hidden)
REDUCTION OF LANDSLIDE VULNERABILITY BY MITIGATION MEASURES SITE NO 126 - QUANTITY CALCULATION
| L / Area | W / Space | H | Nr | Qty | Qty-Total | Unit | Add 10% | Rounded
BILL 02 : SITE CLEARING
Clearing and grubbing
Nailing Area 01
~CS011 | 17.83 | 58.29 |  |  | 1039.3107 |  | m2 | 1143.2418 | 1143.25
CS011-CS12 | 15.65 | 62.195 |  |  | 973.3517 |  | m2 | 1070.6869 | 1070.69
CS12~ | 79.97 | 66.1 |  |  | 5286.017 |  | m2 | 5814.6187 | 5814.62
0 | 0 | 0 |  |  | 0 |  | m2 | 0 | 0
0 | 0 | 0 |  |  | 0 |  | m2 | 0 | 0
Reshaping
CS01 | 71.72 | 50 |  |  | 3586 |  | m2 | 3944.6 | 3944.6
CS23 | 102.7 | 35.25 |  |  | 3620.175 |  | m2 | 3982.1925 | 3982.2
0 | 0 | 0 |  |  | 0 |  | m2 | 0 | 0
0 | 0 | 0 |  |  | 0 |  | m2 | 0 | 0
Gabion Wall Type 2
~CS01 | 0 | 0 |  |  | 0 |  | m2 | 0 | 0
CS01-CS02 | 0 | 0 |  |  | 0 |  | m2 | 0 | 0
CS02-CS03 | 0 | 0 |  |  | 0 |  | m2 | 0 | 0
CS03~ | 0 | 0 |  |  | 0 |  | m2 | 0 | 0
CS07 | 0 | 0 |  |  | 0 |  | m2 | 0 | 0
Gabion Wall Type 3
~CS05 | 0 | 0 |  |  | 0 |  | m2 | 0 | 0
CS05-CS06 | 0 | 0 |  |  | 0 |  | m2 | 0 | 0
CS06~ | 0 | 0 |  |  | 0 |  | m2 | 0 | 0
Gabion Wall Type 5
~CS05 | 0 | 0 |  |  | 0 |  | m2 | 0 | 0
CS05-CS06 | 0 | 0 |  |  | 0 |  | m2 | 0 | 0
CS06-CS07 | 0 | 0 |  |  | 0 |  | m2 | 0 | 0
CS07-CS08 | 0 | 0 |  |  | 0 |  | m2 | 0 | 0
CS08~ | 0 | 0 |  |  | 0 |  | m2 | 0 | 0
15955.36
BILL 03 : EARTHWORKS
Excavation - suitable soil
Excavation and disposal - unsuitable soil
Side Slope Excavation
Reshaping and Trimming
~CS011 | 17.83 | 26.7 |  |  | 476.061 |  | m2 | 523.6671 | 523.67
CS011-CS12 | 15.65 | 27.5325 |  |  | 430.8836 |  | m3 | 473.972 | 473.98
CS12~ | 79.97 | 28.365 |  |  | 2268.349 |  | m3 | 2495.184 | 2495.19
CS07 | 0 | 0 |  |  | 0 |  | m3 | 0 | 0
Gabion Wall Type 3
~CS05 | 0 | 0 |  |  | 0 |  | m3 | 0 | 0
CS05-CS06 | 0 | 0 |  |  | 0 |  | m3 | 0 | 0
CS06~ | 0 | 0 |  |  | 0 |  | m3 | 0 | 0
Gabion Wall Type 5
~CS05 | 0 | 0 |  |  | 0 |  | m3 | 0 | 0
CS05-CS06 | 0 | 0 |  |  | 0 |  | m3 | 0 | 0
CS06-CS07 | 0 | 0 |  |  | 0 |  | m3 | 0 | 0
CS07-CS08 | 0 | 0 |  |  | 0 |  | m3 | 0 | 0
CS08~ | 0 | 0 |  |  | 0 |  | m3 | 0 | 0
CS01 | 71.72 | 21.15 |  |  | 1516.878 |  | m3 | 1668.5658 | 1668.57
CS23 | 102.7 | 10.65 |  |  | 1093.755 |  | m3 | 1203.1305 | 1203.14
6364.55
Excavation for structures- suitable soil
Excavation for structures and disposal - unsuitable soil
Excavation for Structures
Gabion Wall
~CS011
CS011-CS12 | 15.65 | 0 |  |  | 0 | 0 | m3 | 0 | 0
CS12~ | 79.97 | 0 |  |  | 0 | 0 | m3 | 0 | 0
0 | 0 | 0 |  |  | 0 | 0 | m3 | 0 | 0
0 | 0 | 0 |  |  | 0 | 0 | m3 | 0 | 0
CS07 | 0 | 0 |  |  | 0 | 0 | m3 | 0 | 0
Gabion Wall Type 3
~CS05 | 0 | 0 |  |  | 0 | 0 | m3 | 0 | 0
CS05-CS06 | 0 | 0 |  |  | 0 | 0 | m3 | 0 | 0
CS06~ | 0 | 0 |  |  | 0 | 0 | m3 | 0 | 0
Gabion Wall Type 5
~CS05 | 0 | 0 |  |  | 0 | 0 | m3 | 0 | 0
CS05-CS06 | 0 | 0 |  |  | 0 | 0 | m3 | 0 | 0
CS06-CS07 | 0 | 0 |  |  | 0 | 0 | m3 | 0 | 0
CS07-CS08 | 0 | 0 |  |  | 0 | 0 | m3 | 0 | 0
CS08~ | 0 | 0 |  |  | 0 | 0 | m3 | 0 | 0
0
Back Filling
Gabion Wall
~CS011
CS011-CS12 | 15.65 | 0 |  |  | 0 | 0 | m3 | 0 | 0
CS12~ | 79.97 | 0 |  |  | 0 | 0 | m3 | 0 | 0
0 | 0 | 0 |  |  | 0 | 0 | m3 | 0 | 0
0 | 0 | 0 |  |  | 0 | 0 | m3 | 0 | 0
CS07 | 0 | 0 |  |  | 0 | 0 | m3 | 0 | 0
m3
Gabion Wall Type 3 | [6 empty] | m3
~CS05 | 0 | 0 |  |  | 0 | 0 | m3 | 0 | 0
CS05-CS06 | 0 | 0 |  |  | 0 | 0 | m3 | 0 | 0
CS06~ | 0 | 0 |  |  | 0 | 0 | m3 | 0 | 0
Gabion Wall Type 5
~CS05 | 0 | 0 |  |  | 0 | 0 | m3 | 0 | 0
CS05-CS06 | 0 | 0 |  |  | 0 | 0 | m3 | 0 | 0
CS06-CS07 | 0 | 0 |  |  | 0 | 0 | m3 | 0 | 0
CS07-CS08 | 0 | 0 |  |  | 0 | 0 | m3 | 0 | 0
CS08~ | 0 | 0 |  |  | 0 | 0 | m3 | 0 | 0
0
BILL 04 : DRAINAGE CONSTRUCTIONS
GABION WALL CONSTRUCTIONS
Type II
Wall | 0 | 4.5 |  |  | 0 | 0 | m3 | 0 | 0
Base | 0 | 1 |  |  | 0 | 0 | m3 | 0 | 0
Geo Textile | 0 | 8.2 |  |  | 0 | 0 | m3 | 0 | 0
Type III
Wall | 0 | 8.4 |  |  | 0 | 0 | m3 | 0 | 0
Base | 0 | 1.75 |  |  | 0 | 0 | m3 | 0 | 0
Geo Textile | 0 | 11.2 |  |  | 0 | 0 | m3 | 0 | 0
Type V
Wall | 0 | 2.5 |  |  | 0 | 0 | m3 | 0 | 0
Base | 0 | 0.82 |  |  | 0 | 0 | m3 | 0 | 0
Geo Textile | 0 | 5.95 |  |  | 0 | 0 | m3 | 0 | 0
| Bar Dia. | Nr | Length | Unit Weight | Weight
Reinforcement
Formwork
Dowels
BILL 04 : CATCH-PITS
BILL 05 : SOIL NAILING & HORIZONTAL DRAINS/ Turfing
Mesh & Hydroseeding or Shotcrete
Metalic mesh
~CS011 | 17.83 | 53.4 |  |  | 952.122 |  | m | 1047.3342 | 1047.3342
CS011-CS12 | 15.65 | 55.065 |  |  | 861.7672 |  | m | 947.944 | 947.944
CS12~ | 79.97 | 56.73 |  |  | 4536.6981 |  | m | 4990.3679 | 4990.3679
0 | 0 | 0 |  |  | 0 |  | m | 0 | 0
0 | 0 | 0 |  |  | 0 |  | m | 0 | 0
Reshaping
CS01 | 71.72 | 0 |  |  | 0 |  | m | 0 | 0
CS23 | 102.7 | 0 |  |  | 0 |  | m | 0 | 0
0 | 0 | 0 |  |  | 0 |  | m | 0 | 0
0 | 0 | 0 |  |  | 0 |  | m | 0 | 0
6985.6461
Turfing
Reshaping Area
Soil nails
90mm dia 10m | 10 |  |  | 362 | 3620 |  | m |  | 3620
90mm dia 8m | 8 |  |  | 425 | 3400 |  | m |  | 3400
[5 empty] | 0 |  | m |  | 0
[5 empty] | 0 |  | m |  | 0
[5 empty] | 0 |  | m |  | 0
[5 empty] | 0 |  | m |  | 0
7020
Grid Beam
| 3064.5 |  |  |  | 3064.5 | 3064.5 | m | 3370.95 | 3708.045
| 0 |  |  |  | 0 | 0 | m | 0 | 0
3708.045
Horizontal drain
0 | 0 |  |  | 0 | 0 | 0 | m |  | 0
10 | 10 |  |  | 11 | 110 | 110 | m |  | 110
110
Boundery Beams
| 296.945 |  |  |  | 296.945 |  | m | 326.6395 | 326.6395
Turfing Area
~CS03 |  |  |  |  | 0 | 0 | m3 | 0 | 0
CS03 - CS01 |  |  |  |  | 0 | 0 | m3 | 0 | 0
CS01~ |  |  |  |  | 0 | 0 | m3 | 0 | 0
0
Cantilever wall Construction
V shape excavation

## 3Drains (hidden)
Drain Type | Width W(mm) | Height H(mm) | Thickness t(mm) | Screed |  | Reinforcement / Spacing |  |  | Energy Breakers | Cascade Steps
|  |  |  | Thickness t(mm) | T (mm) | Vertical | T (mm) | Horizontal | Spacing (m) | Width | Height
DS (M) - A | 0.3 | 0.3 | 0.1 | 0.05 | 10 | 0.2 | 10 | 0.25 | 3 | [8 empty] | w
H
DS (M) - B | 0.45 | 0.45 | 0.1 | 0.05 | 10 | 0.2 | 10 | 0.25 | 3
DS (M) - C | 0.6 | 0.6 | 0.1 | 0.05 | 10 | 0.2 | 10 | 0.25 | 3
DS (M) - D | 0.75 | 0.75 | 0.125 | 0.05 | 10 | 0.2 | 10 | 0.25 | 3
DS (M) - E | 0.9 | 0.9 | 0.15 | 0.05 | 10 | 0.175 | 10 | 0.25 | 3 | [10 empty] | t
DS (M) - F | 1 | 1 | 0.15 | 0.05 | 10 | 0.175 | 10 | 0.25 | 3 | [10 empty] | Screed
DS (M) - P | 0.3 | 0.3 | 0.1 | 0.05 | 10 | 0.2 | 10 | 0.25 | 3
DS (M) - Q | 0.6 | 0.6 | 0.1 | 0.05 | 10 | 0.2 | 10 | 0.25 | 3
DS (B) - A (Type I) | 0.3 | 0.3 | 0.1 | 0.05 | 10 | 0.25 | 10 | 0.25 | 0
Berm | 1.5 |  | 0.1 |  | 10 | 0.25 | 10 | 0.15
DS (B) - B (Type I) | 0.45 | 0.45 | 0.1 | 0.05 | 10 | 0.25 | 10 | 0.25 | 0
Berm | 1.5 |  | 0.1 |  | 10 | 0.25 | 10 | 0.15
DS (B) - C (Type I) | 1 | 0.15 | 0.1 | 0.05 | 10 | 0.25 | 10 | 0.25 | 0
Berm | 1.5 |  | 0.1 |  | 10 | 0.25 | 10 | 0.15
DS (K) - A | 1 | 0.2 | 0.1 | 0.05 | 10 | 0.25 | 10 | 0.25 | 0
DS (K) - B | 1 | 0.3 | 0.1 | 0.05 | 10 | 0.25 | 10 | 0.25 | 0
DS(M) - L Type I | 0.6 | 0.6 | 0.15 | 0.05 | 10 | 0.25 | 10 | 0.25 | 0
DS(M) - L Type II | 0.8 | 0.8 | 0.15 | 0.05 | 10 | 0.25 | 10 | 0.25 | 0
DS(L) - A | 1 | 0.6 | 0.1 | 0.05 | 10 | 0.25 | 10 | 0.25 | 3
DS(L) - B | 1 | 0.8 | 0.125 | 0.05 | 10 | 0.25 | 10 | 0.25 | 3
DS(L) - C | 1 | 1 | 0.125 | 0.05 | 10 | 0.25 | 10 | 0.25 | 3
DS(L) - D | 1 | 1 | 0.125 | 0.05 | 10 | 0.25 | 10 | 0.25 | 3
DS(C) - A (Type I) | 0.45 | 0.45 | 0.1 | 0.05 | 10 | 0.25 | 10 | 0.25 |  | 0.275 | 0.275
DS(C) - B (Type I) | 0.45 | 0.6 | 0.1 | 0.05 | 10 | 0.25 | 10 | 0.25 |  | 0.275 | 0.275
DS(C) - C (Type I) | 0.6 | 0.6 | 0.1 | 0.05 | 10 | 0.25 | 10 | 0.25 |  | 0.275 | 0.275
DS(C) - D (Type I) | 0.8 | 0.8 | 0.1 | 0.05 | 10 | 0.25 | 10 | 0.25 |  | 0.275 | 0.275
DS(C) - E (Type I) | 1 | 1 | 0.125 | 0.05 | 10 | 0.25 | 10 | 0.25 |  | 0.275 | 0.275
DS(C) - A (Type II) | 0.45 | 0.45 | 0.1 | 0.05 | 10 | 0.25 | 10 | 0.25 |  | 0.9 | 0.45
DS(C) - B (Type II) | 0.45 | 0.6 | 0.1 | 0.05 | 10 | 0.25 | 10 | 0.25 |  | 0.9 | 0.45
DS(C) - C (Type II) | 0.6 | 0.6 | 0.1 | 0.05 | 10 | 0.25 | 10 | 0.25 |  | 0.9 | 0.45
DS(C) - D (Type II) | 0.8 | 0.8 | 0.1 | 0.05 | 10 | 0.25 | 10 | 0.25 |  | 0.9 | 0.45
DS(C) - E (Type II) | 1 | 0.75 | 0.125 | 0.05 | 10 | 0.25 | 10 | 0.25 |  | 0.9 | 0.45
[9 empty] | Outer FW % | Y10 RF
Drains | [8 empty] | 100% | V |  |  | H |  |  | Total
|  | Nos | Length |  | SC | Exc | C15 | C25 | FW | No's |  | Length | No's |  | Length | Length | Weight
Cut off Drains | DS-M-A |  | 261.624 |  | 523.248 | 58.8654 | 6.5406 | 28.7786 | 366.2736 | 1309.12 | 1310 | 1.06 | 5.24 | 6 | 283.426 | 3089.156 | 1906.8864 | T10
| Energy Breakers | 88 | [5 empty] | 0.12375 | 4.092 | 88 | 88 | 0.39 |  |  |  | 34.32 | 21.1852 | T10 | 1928.0716
Cut off Drains | DS-M-B |  | 125.917 |  | 459.5971 | 49.1076 | 4.0923 | 19.5171 | 251.834 | 630.585 | 631 | 1.51 | 7.04 | 8 | 136.4101 | 2044.0907 | 1261.7844 | T10
| Energy Breakers | 42 | [5 empty] | 0.088594 | 2.9295 | 42 | 42 | 0.54 |  |  |  | 22.68 | 14 | T10 | 1275.7844
Cut off Drains | DS-M-C |  | 99.4041 |  | 377.7356 | 59.6425 | 3.9762 | 19.8808 | 258.4507 | 498.0206 | 499 | 1.96 | 8.84 | 9 | 107.6878 | 1947.2302 | 1201.9939 | T10
| Energy Breakers | 34 | [5 empty] | 0.095625 | 3.162 | 34 | 34 | 0.69 |  |  |  | 23.46 | 14.4815 | T10 | 1216.4754
Cut off Drains | DS-M-R |  |  |  | 0 | 0 | 0 | 0 | 0 | 0 | 0 | 2.51 | 11.04 | 12 | 0 | 0 | 0 | T10
| Energy Breakers | 0 | [5 empty] | 0 | 0 | 0 | 0 | 0.84 |  |  |  | 0 | 0 | T10 | 0
Cut off Drains | DS-M-D |  |  |  | 0 | 0 | 0 | 0 | 0 | 0 | 0 | 2.51 | 11.04 | 12 | 0 | 0 | 0 | T10
| Energy Breakers | 0 | [5 empty] | 0 | 0 | 0 | 0 | 0.84 |  |  |  | 0 | 0 | T10
Subsuface Drain
PVC Pipe
Aggrigate
Cut off Drains | DS-M-E |  |  |  | 0 | 0 | 0 | 0 | 0 | 0 | 0 | 3.06 | 13.24 | 14 | 0 | 0 | 0 | T10
| Energy Breakers | 0 | [5 empty] | 0 | 0 | 0 | 0 | 0.99 |  |  |  | 0 | 0 | T10
Cut off Drains | DS-M-F |  |  |  | 0 | 0 | 0 | 0 | 0 | 0 | 0 | 3.36 | 14.44 | 15 | 0 | 0 | 0 | T10
| Energy Breakers | 0 | [5 empty] | 0 | 0 | 0 | 0 | 1.09 |  |  |  | 0 | 0 | T10
Cut off Drains | DS-M-P |  | 47.3 |  | 94.6 | 11.825 | 1.1825 | 5.676 | 70.95 | 237.5 | 238 | 1.16 | 5.64 | 6 | 51.2417 | 583.53 | 360.2037 | T10
| Energy Breakers | 16 | [5 empty] | 0.0225 | 0.744 | 16 | 16 | 0.39 |  |  |  | 6.24 | 3.8519 | T10 | 364.0556
Cut off Drains | DS-M-Q |  |  |  | 0 | 0 | 0 | 0 | 0 | 0 | 0 | 2.06 | 9.24 | 10 | 0 | 0 | 0 | T10
| Energy Breakers | 0 | [5 empty] | 0 | 0 | 0 | 0 | 0.69 |  |  |  | 0 | 0 | T10
Cut off Drains | DS-B-A |  | 72.71 |  | 72.71 | 18.1775 | 1.8177 | 8.7252 | 109.065 | 291.84 | 292 | 1.16 | 5.64 | 6 | 78.7692 | 811.335 | 500.8241 | T10
| Berm |  |  |  | 0 | 0 |  | 0 | 0 | 0 | 0 | 1.46 | 10.7333 | 11 | 0 | 0 | 0 | T10 | 500.8241
Cut off Drains | DS-B-B |  |  |  | 0 | 0 | 0 | 0 | 0 | 0 | 0 | 1.61 | 7.44 | 8 | 0 | 0 | 0 | T10
| Berm |  |  |  | 0 | 0 |  | 0 | 0 | 0 | 0 | 1.46 | 10.7333 | 11 | 0 | 0 | 0 | T10
Cut off Drains | DS-B-C |  | 261.624 |  | 444.7608 | 109.8821 | 15.6974 | 41.8598 | 235.4616 | 1047.496 | 1048 | 1.56 | 7.24 | 8 | 283.426 | 3902.288 | 2408.8198 | T10
| Berm |  |  |  | 0 | 0 |  | 0 | 0 | 0 | 0 | 1.46 | 10.7333 | 11 | 0 | 0 | 0 | T10
Cut off Drains | DS-K-A |  |  |  | 0 | 0 | 0 | 0 | 0 | 0 | 0 | 1.24 | 5.96 | 6 | 0 | 0 | 0 | T10
Cut off Drains | DS-K-B |  |  |  | 0 | 0 | 0 | 0 | 0 | 0 | 0 | 1.34 | 6.36 | 7 | 0 | 0 | 0 | T10
Cut off Drains | DS-M-L (Type I) |  |  |  | 0 | 0 | 0 | 0 | 0 | 0 | 0 | 6.2 | 23 | 23 | 0 | 0 | 0 | T10
Cut off Drains | DS-M-L (Type II) |  |  |  | 0 | 0 | 0 | 0 | 0 | 0 | 0 | 7.4 | 27 | 27 | 0 | 0 | 0 | T10
Cut off Drains | DS-L-A |  |  |  | 0 | 0 | 0 | 0 | 0 | 0 | 0 | 2.36 | 10.44 | 11 | 0 | 0 | 0 | T10
| Energy Breakers | 0 | [5 empty] | 0 | 0 | 0 | 0 | 1.01 |  |  |  | 0 | 0 | T10
Cut off Drains | DS-L-B |  |  |  | 0 | 0 | 0 | 0 | 0 | 0 | 0 | 2.86 | 12.44 | 13 | 0 | 0 | 0 | T10
| Energy Breakers | 0 | [5 empty] | 0 | 0 | 0 | 0 | 1.01 |  |  |  | 0 | 0 | T10
Cut off Drains | DS-L-C |  |  |  | 0 | 0 | 0 | 0 | 0 | 0 | 0 | 6.96 | 26.08 | 27 | 0 | 0 | 0 | T10
| Energy Breakers | 0 | [5 empty] | 0 | 0 | 0 | 0 | 1.01 |  |  |  | 0 | 0 | T10
Cut off Drains | DS-L-D |  |  |  | 0 | 0 | 0 | 0 | 0 | 0 | 0 | 6.96 | 26.08 | 27 | 0 | 0 | 0 | T10
| Energy Breakers | 0 | [5 empty] | 0 | 0 | 0 | 0 | 1.01 |  |  |  | 0 | 0 | T10
Type I-Cascade Drains | DS-C-A |  |  |  | 0 | 0 | 0 | 0 | 0 | 0 | 0 | 1.51 | 7.04 | 8 | 0 | 0 | 0 | T10
| Steps | 0 | [5 empty] | 0 | 0 |  | 0 |  |  |  |  | 0 | 0
| Dowels | 0
Type I-Cascade Drains | DS-C-B |  | 99.4041 |  | 164.0168 | 22.6144 | 3.2306 | 18.9862 | 258.4507 | 398.6165 | 399 | 1.81 | 8.24 | 9 | 107.6878 | 1691.3802 | 1044.0618 | T10
| Steps | 256 | [5 empty] | 0.54 | 31.68 |  | 0 |  |  |  |  | 0 | 0 |  | 1044.0618
| Dowels | 100
Type I-Cascade Drains | DS-C-C |  | 73.25 |  | 131.85 | 20.51 | 2.93 | 15.0895 | 190.45 | 294 | 294 | 1.96 | 8.84 | 9 | 79.3542 | 1290.4275 | 796.5602 | T10
| Steps | 189 | [5 empty] | 0.53156 | 31.185 |  | 0 |  |  |  |  | 0 | 0
| Dowels | 74
Type I-Cascade Drains | DS-C-D |  | 8.6 |  | 17.2 | 3.87 | 0.43 | 2.2876 | 29.24 | 35.4 | 36 | 2.56 | 11.24 | 12 | 9.3167 | 203.96 | 125.9012 | T10
| Steps | 23 | [5 empty] | 0.08625 | 5.06 |  | 0 |  |  |  |  | 0 | 0
| Dowels | 9
Type I-Cascade Drains | DS-C-E |  | 13.83 |  | 31.1175 | 9.5081 | 0.86438 | 5.7222 | 58.7775 | 56.32 | 57 | 3.26 | 14.04 | 15 | 14.9825 | 410.5575 | 253.4306 | T10
| Steps | 36 | [5 empty] | 0.16875 | 9.9 |  | 0 |  |  |  |  | 0 | 0
| Dowels | 14
Type II-Cascade Drains | DS-C-A |  | 100 |  | 165 | 20.25 | 5.85 | 20.925 | 200 | 541 | 541 | 1.51 | 7.04 | 8 | 137.5833 | 1917.5767 | 1183.6893 | T10
| Steps | 100
| Dowels | 100
Type II-Cascade Drains | DS-C-B |  | 28.19 |  | 46.5135 | 5.8725 | 1.6965 | 7.2428 | 73.294 | 157.6 | 158 | 1.81 | 8.24 | 9 | 39.8992 | 645.0725 | 398.1929 | T10
| Steps | 29
| Dowels | 29
Type II-Cascade Drains | DS-C-C |  | 100 |  | 180 | 20.25 | 7.2 | 27 | 260 | 541 | 541 | 1.96 | 8.84 | 9 | 137.5833 | 2298.61 | 1418.8951 | T10
| Steps | 100
| Dowels | 100
Type II-Cascade Drains | DS-C-D |  | 100 |  | 200 | 20.25 | 9 | 35.1 | 340 | 541 | 541 | 2.56 | 11.24 | 12 | 137.5833 | 3035.96 | 1874.0494 | T10
| Steps | 100
| Dowels | 100
Type II-Cascade Drains | DS-C-F |  | 88.0928 |  | 198.2088 | 17.82 | 12.375 | 40.8375 | 286.3017 | 476.2 | 477 | 2.76 | 12.04 | 13 | 121.0733 | 2890.4733 | 1784.2428 | T10
| Steps | 88 | [5 empty] | 0.4125 | 39.6
| Dowels | 89
[5 empty] | L | W/Area | No
DS-M-C
Drain Length With Cover Slb area | 10
Cover Slab
Letgth | 0.5
No. of C.Slabs | 20
G25 | 1.6 |  | 159.75 Area
Formwork | 9.4
Reinforcment | 2.12 | 5 | 20 | 1.1 | 233.2
| 0.5 | 12 | 20 | 1.1 | 132
[5 empty] | 365.2 | 0.617 |  | 226
Steel Grating
| L | W |  | m2
DS(M)A | 261.624 | 0.5 |  | 130.812 | 1.1 | 143.8932
Note on L79: Adminis Varies
Note on L83: Adminis Varies
Note on L87: Adminis Varies
Note on L91: Adminis Varies
Note on L95: Adminis Varies
Note on C149: Administrator: H takes as 600 mm
Note on C151: Administrator: H takes as 600 mm
Note on J165: Administrator: has added 60mm to height of base concrete
Note on J169: Administrator: has added 60mm to height of base concrete
Note on J173: Administrator: has added 60mm to height of base concrete
Note on J177: Administrator: has added 60mm to height of base concrete
Note on J181: Administrator: has added 60mm to height of base concrete

## 3Sheet1 (hidden)
Site 126 |  | Nailing Area 01 | Length | Clearing | Mesh | Excavation | Backfill | Reshaping |  | Length | No.
[9 empty] | Nails | 10 | 362
Drain | Length | ~CS011 | 17.83 | 58.29 | 53.4 |  |  | 26.7 |  | 8 | 425
|  | CS011-CS12 | 15.65 | 62.195 | 55.065 |  |  | 27.5325
DS B C Type II | 261.624 | CS12~ | 79.97 | 66.1 | 56.73 |  |  | 28.365
DS M B | 125.917 | [7 empty] | H drain
DS C B | 99.4041 | [8 empty] | 10 | 11
Reshaping
[9 empty] | Grid Beams | 3064.5
|  | CS | Length | Clearing | Mesh | Excavation | Backfill | Reshaping
Gabion Wall Type 2
|  | CS01 | 71.72 | 50 |  |  |  | 21.15
Wall |  | CS23 | 102.7 | 35.25 |  |  |  | 10.65 | Boundery B. | 296.945
Base
Geo Textile
Gabion Wall Type 3 |  | Gabion Wall Type 2
Wall |  | ~CS01
Base |  | CS01-CS02
Geo Textile |  | CS02-CS03
CS03~
Gabion Wall Type 5
CS07
Wall
Base |  | Gabion Wall Type 3
Geo Textile
~CS05
CS05-CS06
CS06~
Gabion Wall Type 5
~CS05
CS05-CS06
CS06-CS07
CS07-CS08
CS08~