## Grand Summary
PROJECT : REDUCTION OF LANDSLIDE VULNERABILITY BY MITIGATION MEASURES
Landslide Mitigation Works in 32 sites of phase-II in Kalutara, Rathnapura and Matara Districts.
Contract No: RLVMMP/WORKS/ 07
LOT -05 - BILLS OF QUANTITIES
LANDSLIDE MITIGATION WORKS AT 05 LOCATIONS IN KALUTARA DISTRICT (SITE NO.80,84,87,89,90)
GRAND SUMMARY |  |  |  | #DIV/0! | #DIV/0!
| DESCRIPTION |  | AMOUNT (Rs.)
1 | BILL No. 01 - GENERAL PRELIMINARIES EXCEPT PROVISIONAL SUM
2 | BILL NO. 02 -REDUCTION OF LANDSLIDE VULNERABILITY BY MITIGATION MEASURES BETWEEN 18/3 ~ 18/4 CULVERT ON PELAWATTA NELUWA ROAD (B363)(SITE NO. 80)
3 | BILL NO. 03 - REDUCTION OF LANDSLIDE VULNERABILITY BY MITIGATION MEASURES BETWEEN CULVERT NO. 25/3~25/4 ALONG PELAWATTA - NELUWA ROAD (B363) (SITE NO.84)
4 | BILL NO. 04 - REDUCTION OF LANDSLIDE VULNERABILITY BY MITIGATION MEASURES BETWEEN 17/5 ~ 18/1 CULVERTS ON PELAWATTA - NELUWA ROAD (B363) (SITE NO. 87)
5 | BILL NO. 05 - REDUCTION OF LANDSLIDE VULNERABILITY BY MITIGATION MEASURES AT HEWESSA KANISHTA VIDYALAYA, MATHUGAMA (SITE NO. 89)
6 | BILL NO. 06 -REDUCTION OF LANDSLIDE VULNERABILITY BY MITIGATION MEASURES GAMMANA MAHA VIDYALAYA (SITE NO. 90)
7 | BILL NO. 07- DAYWORKS
8 | SUB TOTAL (Bill No. 01 - 07)
9 | ADD 10% PHYSICAL CONTINGENCIES TO SUB TOTAL | 10%
10 | ADD 10% PRICE CONTINGENCIES TO SUB TOTAL | 10%
11 | PROVISIONAL SUMS |  | 10990000
12 | TENDER PRICE EXCLUDING VAT | Rs.
13 | UNCONDITIONAL DISCOUNT
14 | DISCOUNTED TENDER PRICE
15 | ADD 08% VAT | Rs.
16 | TENDER PRICE INCLUDING VAT | Rs.

## Bill No.Sum
BILL NO. 01 - GENERAL PRELIMINARIES
| DESCRIPTION | AMOUNT (Rs.)
BILL No. 1 - GENERAL PRELIMINARIES EXCEPT PROVISIONAL SUM
SUB TOTAL CARRIED TO GRAND SUMMARY

## Bill No 1
BILL No. 01 - GENERAL PRELIMINARIES |  |  | LANDSLIDE MITIGATION WORKS AT 05 LOCATIONS IN KALUTARA DISTRICT (SITE NO. 80,84,87,89,90)
BOQ ITEM | PAY ITEM | DESCRIPTION | UNIT | QTY | RATE | AMOUNT (Rs) |  |  |  | 1650000
1.1 |  | CONTRACTOR'S SITE ESTABLISHMENT |  |  |  |  | #REF! | 12400000
1.1.1 | 106.4(1) | Mobilization of Contractor's Facilities and Plant/ Equipment | LS |  |  |  | 0 |  | 14743590.7073
1.1.2 | 106.4(2) | De-mobilization of Contractor's Facilities and Plant/Equipment | LS |  |  |  | 0 |  | 6112122.6142
1.1.3 | 106.4(3) | Maintenance of Site establishment for the Contractor | mth | 12 |  |  | 0 |  | 4431104.9945
1.2 |  | QUALITY STANDARD & PROGRESS
1.2.1 | 106.5(1) | Progress Reports | mth | 12 |  |  |  |  | 287972.3361
1.2.2 | 108(1) | Provision of standards/ technical literatures as required by the Engineer | PS |  |  | 200000
1.2.3 |  | Allow for overhead and profit by the contractor for providing standards/ technical literatures as required by the Engineer | item | % |  |  |  | 0%
1.3 |  | PROJECT NAME BOARDS/ PLAQUES
1.3.1 | 106.6(1) | Provide and Maintain project Name Boards | Nr | [5 empty] | 646247.5656
1.3.2 | 106.6(2) | Project Inauguration Plaque and related services | PS |  |  | 600000
1.3.3 |  | Allow for overhead and profit by the contractor for providing Project Inauguration Plaque and related services | item | %
1.4 |  | SERVICES
1.4.1 | 110(1) | Temporary supporting and protecting public utility services during execution of works | PS |  |  | 1000000
1.4.2 |  | Allow for overhead and profit by the contractor for temporary supporting and protecting public utility services during execution of works | item | % |  |  |  |  | 960000
1.5 |  | SETTING-OUT, CROSS SECTION SURVEY & DRAWINGS
1.5.1 | 115(1) | Allow for setting out work, working drawings, as build drawings and cross sections | LS | [5 empty] | 3284842.0902
1.6 |  | ENVIRONMENTAL MANAGEMENT
1.6.1 | 2000(1) | Allow for submission of satisfactory Environmental Management ActionPlan (EMAP) and on-site arrangement before commencing the project actions | LS | [5 empty] | 921101.9148
1.6.2 | 2000(2) | Allow for Baseline Environmental Monitoring and submission of the report | LS | [5 empty] | 2032745.9016
1.6.3 | 2000(4) | Monitoring Environmental Quality Parameters | PS |  |  | 1070000
1.6.4 |  | Allow for overhead and profit by the contractor for Monitoring Environmental Quality Parameters | item | % |  |  |  |  | 585000
1.6.5 | 2000(3) | ESMP Monthly Progress Reports | mth
1.6.6 | 2000(5) | Final payment upon submission of letter of satisfaction of the work by the Employer | LS
1.7 |  | TRAFFIC CONTROL | [6 empty] | 120000
1.7.1 | 101(1) | Management, Safety & Control & Temporary Diversion of Traffic, including provision of a general traffic management plan | mth |  |  |  | 161000 |  | 1532464.5492
1.8 |  | HEALTH & SAFETY
1.8.1 | 2003(1) | Health and safety meassures during construction confirming to the latest industrial standards | mth
1.8.2 | 2003(2) | Awareness Programme for STDs | PS |  |  | 120000
1.8.3 |  | Allow for overhead and profit by the contractor for the awareness Programme for STDs | item | %
1.9 |  | UTILITY RELOCATION | [5 empty] | Proj manager | 1 | full | 500000 | 500000
1.9.1 | 203(1) | Relocation of utility services as per requirements of the utility service agency | PS |  |  | 1000000 |  | Geo technical Engineer | 1 | full | 350000 | 350000
1.9.2 |  | Allow for overhead and profit by the contractor for work involved except payment to relevant authorities for relocation of utility services. | item | % |  |  |  | Surveyor | 1 |  | 120000 | 120000
1.10 |  | CONSTRUCTION MANAGEMENT & STAFF | [5 empty] | site engineer | 6 | full | 1200000 | 200000
1.10.1 | 120(1) | Employing all necessary construction management staff & technical supervisory staff | mth | 12 |  |  |  | QA/QC | 1 | full | 90000 | 90000
1.11 |  | MONITORING | [5 empty] | Safety officer | 1 | full | 80000 | 80000
1.11.1 | 703(1) | Instrument supply and installation as Instructed by the Engineer | PS |  |  | 5000000 |  | Technical officer | 6 | full | 510000 | 85000
1.11.2 |  | Allow for overhead and profit by the contractor for work related to Instrument supply and installation as Instructed by the Engineer | Item | % | [6 empty] | 0
1.11.3 | 703(2) | Instrument monitoring & testing as Instructed by the Engineer | mth | 12 |  |  |  | QS | 2 | full | 240000 | 120000
1.12 |  | REMOVAL OF EXISTING STRUCTURES
1.12.1 |  | Removal of existing srtuctures and related work | PS |  |  | 1000000
1.12.2 |  | Allow for overhead and profit by the contractor for Removal of existing srtuctures and related work | item | %
1.13 |  | REHABILITATION OF ROAD & EXISTING DRAINAGE
1.13.1 |  | Rehabilitation of Road Pavement ,drainage and relevant work (items under this work shall comply with CIDA publication SCA - 05 - Second edition [STANDARD SPECIFICATION FOR CONSTRUCTION AND MAINTENANCE OF ROADS AND BRIDGES] | PS |  |  | 1000000
1.13.2 |  | Allow for overhead and profit by the contractor for the Rehabilitation of Road Pavement,drainage and relavant work | item | %
| Total of Bill No 1 - Preliminaries without PS (Transfer to Summary of Bills of Quantities) | [9 empty] | 0
0
8990000
0%

## QTY78 (hidden)
REDUCTION OF LANDSLIDE VULNERABILITY BY MITIGATION MEASURES 78Site - QUANTITY CALCULATION
| L / Area | W / Space | H | Nr | Qty | Qty-Total | Unit | Add 10% | Rounded
BILL 02 : SITE CLEARING
Clearing and grubbing
Reshaping & Gabion
Boulder Pack wall | 83.03 | 4.88 |  |  | 405.1864 | 405.1864 |  | 445.705 | 445.705
445.705
BILL 03 : EARTHWORKS
Excavation - suitable soil
Excavation and disposal - unsuitable soil
Side Slope Excavation
Reshaping and Trimming
Excavation for structures- suitable soil
Excavation for structures and disposal - unsuitable soil
Excavation for Structures
Boulder Pack Wall
| 83.03 | 2.88 | 0.75 |  | 179.3448 | 179.3448 |  | 197.2793 | 197.2793
197.2793
Back Filling
BILL 04 : DRAINAGE CONSTRUCTIONS
Lean Concrete C15/20
Concrete C25 / 20
GABION CONSTRUCTIONS
Wall | 83.03 | 4.38 |  |  | 363.6714 | 363.6714 | m3 | 400.0385 | 400.0385
Geo Textile | 83.03 | 5.08 |  |  | 421.7924 | 421.7924 | m3 | 463.9716 | 463.9716
| Bar Dia. | Nr | Length | Unit Weight | Weight
Reinforcement
Formwork
Dowels
BILL 04 : CATCH-PITS
BILL 05 : SOIL NAILING & HORIZONTAL DRAINS/ Turfing
Mesh & Hydroseeding or Shotcrete
Metalic mesh
Turfing
Reshaping Area
Soil nails
Grid Beam
Turfing Area
Cantilever wall Construction
V shape excavation

## Drains78 (hidden)
Drain Type | Width W(mm) | Height H(mm) | Thickness t(mm) | Screed |  | Reinforcement / Spacing |  |  | Energy Breakers | Cascade Steps
|  |  |  | Thickness t(mm) | T (mm) | Vertical | T (mm) | Horizontal | Spacing (m) | Width | Height
DS (M) - A | 0.3 | 0.3 | 0.1 | 0.05 | 10 | 0.2 | 10 | 0.25 | 3 | [8 empty] | w
H
DS (M) - B | 0.45 | 0.45 | 0.1 | 0.05 | 10 | 0.2 | 10 | 0.25 | 3
DS (M) - C | 0.6 | 0.6 | 0.1 | 0.05 | 10 | 0.2 | 10 | 0.25 | 3
DS (M) - D | 0.75 | 0.75 | 0.125 | 0.05 | 10 | 0.2 | 10 | 0.25 | 3
DS (M) - E | 0.9 | 0.9 | 0.15 | 0.05 | 10 | 0.175 | 10 | 0.25 | 3 | [10 empty] | t
DS (M) - F | 1 | 1 | 0.15 | 0.05 | 10 | 0.175 | 10 | 0.25 | 3 | [10 empty] | Screed
DS (M) - P | 0.3 | 0.3 | 0.1 | 0.05 | 10 | 0.2 | 10 | 0.25 | 3
DS (M) - Q | 0.6 | 0.6 | 0.1 | 0.05 | 10 | 0.2 | 10 | 0.25 | 3
DS (B) - A (Type I) | 0.3 | 0.3 | 0.1 | 0.05 | 10 | 0.25 | 10 | 0.25 | 0
Berm | 1.5 |  | 0.1 |  | 10 | 0.25 | 10 | 0.15
DS (B) - B (Type I) | 0.45 | 0.45 | 0.1 | 0.05 | 10 | 0.25 | 10 | 0.25 | 0
Berm | 1.5 |  | 0.1 |  | 10 | 0.25 | 10 | 0.15
DS (B) - C (Type I) | 1 | 0.15 | 0.1 | 0.05 | 10 | 0.25 | 10 | 0.25 | 0
Berm | 1.5 |  | 0.1 |  | 10 | 0.25 | 10 | 0.15
DS (K) - A | 1 | 0.2 | 0.1 | 0.05 | 10 | 0.25 | 10 | 0.25 | 0
DS (K) - B | 1 | 0.3 | 0.1 | 0.05 | 10 | 0.25 | 10 | 0.25 | 0
DS(M) - L Type I | 0.6 | 0.6 | 0.15 | 0.05 | 10 | 0.25 | 10 | 0.25 | 0
DS(M) - L Type II | 0.8 | 0.8 | 0.15 | 0.05 | 10 | 0.25 | 10 | 0.25 | 0
DS(L) - A | 1 | 0.6 | 0.1 | 0.05 | 10 | 0.25 | 10 | 0.25 | 3
DS(L) - B | 1 | 0.8 | 0.125 | 0.05 | 10 | 0.25 | 10 | 0.25 | 3
DS(L) - C | 1 | 1 | 0.125 | 0.05 | 10 | 0.25 | 10 | 0.25 | 3
DS(L) - D | 1 | 1 | 0.125 | 0.05 | 10 | 0.25 | 10 | 0.25 | 3
DS(C) - A (Type I) | 0.45 | 0.45 | 0.1 | 0.05 | 10 | 0.25 | 10 | 0.25 |  | 0.275 | 0.275
DS(C) - B (Type I) | 0.45 | 0.6 | 0.1 | 0.05 | 10 | 0.25 | 10 | 0.25 |  | 0.275 | 0.275
DS(C) - C (Type I) | 0.6 | 0.6 | 0.1 | 0.05 | 10 | 0.25 | 10 | 0.25 |  | 0.275 | 0.275
DS(C) - D (Type I) | 0.8 | 0.8 | 0.1 | 0.05 | 10 | 0.25 | 10 | 0.25 |  | 0.275 | 0.275
DS(C) - E (Type I) | 1 | 1 | 0.125 | 0.05 | 10 | 0.25 | 10 | 0.25 |  | 0.275 | 0.275
DS(C) - A (Type II) | 0.45 | 0.45 | 0.1 | 0.05 | 10 | 0.25 | 10 | 0.25 |  | 0.9 | 0.45
DS(C) - B (Type II) | 0.45 | 0.6 | 0.1 | 0.05 | 10 | 0.25 | 10 | 0.25 |  | 0.9 | 0.45
DS(C) - C (Type II) | 0.6 | 0.6 | 0.1 | 0.05 | 10 | 0.25 | 10 | 0.25 |  | 0.9 | 0.45
DS(C) - D (Type II) | 0.8 | 0.8 | 0.1 | 0.05 | 10 | 0.25 | 10 | 0.25 |  | 0.9 | 0.45
DS(C) - E (Type II) | 1 | 0.75 | 0.125 | 0.05 | 10 | 0.25 | 10 | 0.25 |  | 0.9 | 0.45
[9 empty] | Outer FW % | Y10 RF
Drains | [8 empty] | 100% | V |  |  | H |  |  | Total
|  | Nos | Length |  | SC | Exc | C15 | C25 | FW | No's |  | Length | No's |  | Length | Length | Weight
Cut off Drains | DS-M-A |  | 106 |  | 212 | 23.85 | 2.65 | 11.66 | 148.4 | 531 | 531 | 1.06 | 5.24 | 6 | 114.8333 | 1251.86 | 772.7531 | T10
| Energy Breakers | 36 | [5 empty] | 0.050625 | 1.674 | 36 | 36 | 0.39 |  |  |  | 14.04 | 8.6667 | T10 | 781.4198
Cut off Drains | DS-M-B |  | 71.66 |  | 261.559 | 27.9474 | 2.329 | 11.1073 | 143.32 | 359.3 | 360 | 1.51 | 7.04 | 8 | 77.6317 | 1164.6533 | 718.9218 | T10
| Energy Breakers | 24 | [5 empty] | 0.050625 | 1.674 | 24 | 24 | 0.54 |  |  |  | 12.96 | 8 | T10 | 726.9218
Cut off Drains | DS-M-C |  | 84.71 |  | 321.898 | 50.826 | 3.3884 | 16.942 | 220.246 | 424.55 | 425 | 1.96 | 8.84 | 9 | 91.7692 | 1658.9225 | 1024.0262 | T10
| Energy Breakers | 29 | [5 empty] | 0.081562 | 2.697 | 29 | 29 | 0.69 |  |  |  | 20.01 | 12.3519 | T10 | 1036.3781
Cut off Drains | DS-M-R |  |  |  | 0 | 0 | 0 | 0 | 0 | 0 | 0 | 2.51 | 11.04 | 12 | 0 | 0 | 0 | T10
| Energy Breakers | 0 | [5 empty] | 0 | 0 | 0 | 0 | 0.84 |  |  |  | 0 | 0 | T10 | 0
Cut off Drains | DS-M-D |  |  |  | 0 | 0 | 0 | 0 | 0 | 0 | 0 | 2.51 | 11.04 | 12 | 0 | 0 | 0 | T10
| Energy Breakers | 0 | [5 empty] | 0 | 0 | 0 | 0 | 0.84 |  |  |  | 0 | 0 | T10
Subsuface Drain
PVC Pipe
Aggrigate
Cut off Drains | DS-M-E |  |  |  | 0 | 0 | 0 | 0 | 0 | 0 | 0 | 3.06 | 13.24 | 14 | 0 | 0 | 0 | T10
| Energy Breakers | 0 | [5 empty] | 0 | 0 | 0 | 0 | 0.99 |  |  |  | 0 | 0 | T10
Cut off Drains | DS-M-F |  |  |  | 0 | 0 | 0 | 0 | 0 | 0 | 0 | 3.36 | 14.44 | 15 | 0 | 0 | 0 | T10
| Energy Breakers | 0 | [5 empty] | 0 | 0 | 0 | 0 | 1.09 |  |  |  | 0 | 0 | T10
Cut off Drains | DS-M-P |  |  |  | 0 | 0 | 0 | 0 | 0 | 0 | 0 | 1.16 | 5.64 | 6 | 0 | 0 | 0 | T10
| Energy Breakers | 0 | [5 empty] | 0 | 0 | 0 | 0 | 0.39 |  |  |  | 0 | 0 | T10
Cut off Drains | DS-M-Q |  |  |  | 0 | 0 | 0 | 0 | 0 | 0 | 0 | 2.06 | 9.24 | 10 | 0 | 0 | 0 | T10
| Energy Breakers | 0 | [5 empty] | 0 | 0 | 0 | 0 | 0.69 |  |  |  | 0 | 0 | T10
Cut off Drains | DS-B-A |  |  |  | 0 | 0 | 0 | 0 | 0 | 0 | 0 | 1.16 | 5.64 | 6 | 0 | 0 | 0 | T10
| Berm |  |  |  | 0 | 0 |  | 0 | 0 | 0 | 0 | 1.46 | 10.7333 | 11 | 0 | 0 | 0 | T10
Cut off Drains | DS-B-B |  |  |  | 0 | 0 | 0 | 0 | 0 | 0 | 0 | 1.61 | 7.44 | 8 | 0 | 0 | 0 | T10
| Berm |  |  |  | 0 | 0 |  | 0 | 0 | 0 | 0 | 1.46 | 10.7333 | 11 | 0 | 0 | 0 | T10
Cut off Drains | DS-B-C |  |  |  | 0 | 0 | 0 | 0 | 0 | 0 | 0 | 1.56 | 7.24 | 8 | 0 | 0 | 0 | T10
| Berm |  |  |  | 0 | 0 |  | 0 | 0 | 0 | 0 | 1.46 | 10.7333 | 11 | 0 | 0 | 0 | T10
Cut off Drains | DS-K-A |  |  |  | 0 | 0 | 0 | 0 | 0 | 0 | 0 | 1.24 | 5.96 | 6 | 0 | 0 | 0 | T10
Cut off Drains | DS-K-B |  |  |  | 0 | 0 | 0 | 0 | 0 | 0 | 0 | 1.34 | 6.36 | 7 | 0 | 0 | 0 | T10
Cut off Drains | DS-M-L (Type I) |  |  |  | 0 | 0 | 0 | 0 | 0 | 0 | 0 | 6.2 | 23 | 23 | 0 | 0 | 0 | T10
Cut off Drains | DS-M-L (Type II) |  |  |  | 0 | 0 | 0 | 0 | 0 | 0 | 0 | 7.4 | 27 | 27 | 0 | 0 | 0 | T10
Cut off Drains | DS-L-A |  |  |  | 0 | 0 | 0 | 0 | 0 | 0 | 0 | 2.36 | 10.44 | 11 | 0 | 0 | 0 | T10
| Energy Breakers | 0 | [5 empty] | 0 | 0 | 0 | 0 | 1.01 |  |  |  | 0 | 0 | T10
Cut off Drains | DS-L-B |  |  |  | 0 | 0 | 0 | 0 | 0 | 0 | 0 | 2.86 | 12.44 | 13 | 0 | 0 | 0 | T10
| Energy Breakers | 0 | [5 empty] | 0 | 0 | 0 | 0 | 1.01 |  |  |  | 0 | 0 | T10
Cut off Drains | DS-L-C |  |  |  | 0 | 0 | 0 | 0 | 0 | 0 | 0 | 6.96 | 26.08 | 27 | 0 | 0 | 0 | T10
| Energy Breakers | 0 | [5 empty] | 0 | 0 | 0 | 0 | 1.01 |  |  |  | 0 | 0 | T10
Cut off Drains | DS-L-D |  |  |  | 0 | 0 | 0 | 0 | 0 | 0 | 0 | 6.96 | 26.08 | 27 | 0 | 0 | 0 | T10
| Energy Breakers | 0 | [5 empty] | 0 | 0 | 0 | 0 | 1.01 |  |  |  | 0 | 0 | T10
Type I-Cascade Drains | DS-C-A |  |  |  | 0 | 0 | 0 | 0 | 0 | 0 | 0 | 1.51 | 7.04 | 8 | 0 | 0 | 0 | T10
| Steps | 0 | [5 empty] | 0 | 0 |  | 0 |  |  |  |  | 0 | 0
| Dowels | 0
Type I-Cascade Drains | DS-C-B |  | 221 |  | 364.65 | 50.2775 | 7.1825 | 42.211 | 574.6 | 885 | 885 | 1.81 | 8.24 | 9 | 239.4167 | 3756.6 | 2318.8889 | T10
| Steps | 569 | [5 empty] | 1.2002 | 70.4138 |  | 0 |  |  |  |  | 0 | 0
| Dowels | 221
Type I-Cascade Drains | DS-C-C |  | 73.25 |  | 131.85 | 20.51 | 2.93 | 15.0895 | 190.45 | 294 | 294 | 1.96 | 8.84 | 9 | 79.3542 | 1290.4275 | 796.5602 | T10
| Steps | 189 | [5 empty] | 0.53156 | 31.185 |  | 0 |  |  |  |  | 0 | 0
| Dowels | 74
Type I-Cascade Drains | DS-C-D |  | 8.6 |  | 17.2 | 3.87 | 0.43 | 2.2876 | 29.24 | 35.4 | 36 | 2.56 | 11.24 | 12 | 9.3167 | 203.96 | 125.9012 | T10
| Steps | 23 | [5 empty] | 0.08625 | 5.06 |  | 0 |  |  |  |  | 0 | 0
| Dowels | 9
Type I-Cascade Drains | DS-C-E |  | 13.83 |  | 31.1175 | 9.5081 | 0.86438 | 5.7222 | 58.7775 | 56.32 | 57 | 3.26 | 14.04 | 15 | 14.9825 | 410.5575 | 253.4306 | T10
| Steps | 36 | [5 empty] | 0.16875 | 9.9 |  | 0 |  |  |  |  | 0 | 0
| Dowels | 14
Type II-Cascade Drains | DS-C-A |  | 100 |  | 165 | 20.25 | 5.85 | 20.925 | 200 | 541 | 541 | 1.51 | 7.04 | 8 | 137.5833 | 1917.5767 | 1183.6893 | T10
| Steps | 100
| Dowels | 100
Type II-Cascade Drains | DS-C-B |  | 28.19 |  | 46.5135 | 5.8725 | 1.6965 | 7.2428 | 73.294 | 157.6 | 158 | 1.81 | 8.24 | 9 | 39.8992 | 645.0725 | 398.1929 | T10
| Steps | 29
| Dowels | 29
Type II-Cascade Drains | DS-C-C |  | 100 |  | 180 | 20.25 | 7.2 | 27 | 260 | 541 | 541 | 1.96 | 8.84 | 9 | 137.5833 | 2298.61 | 1418.8951 | T10
| Steps | 100
| Dowels | 100
Type II-Cascade Drains | DS-C-D |  | 100 |  | 200 | 20.25 | 9 | 35.1 | 340 | 541 | 541 | 2.56 | 11.24 | 12 | 137.5833 | 3035.96 | 1874.0494 | T10
| Steps | 100
| Dowels | 100
Type II-Cascade Drains | DS-C-F |  | 88.0928 |  | 198.2088 | 17.82 | 12.375 | 40.8375 | 286.3017 | 476.2 | 477 | 2.76 | 12.04 | 13 | 121.0733 | 2890.4733 | 1784.2428 | T10
| Steps | 88 | [5 empty] | 0.4125 | 39.6
| Dowels | 89
[5 empty] | L | W/Area | No
DS-M-C
Drain Length With Cover Slb area
Cover Slab
Letgth | 0.5
No. of C.Slabs | 0
G25 | 0 |  | 159.75 Area
Formwork | 0
Reinforcment | 2.12 | 5 | 0 | 1.1 | 0
| 0.5 | 12 | 0 | 1.1 | 0
[5 empty] | 0 | 0.617 |  | 0
Steel Grating
Note on L79: Adminis Varies
Note on L83: Adminis Varies
Note on L87: Adminis Varies
Note on L91: Adminis Varies
Note on L95: Adminis Varies
Note on C149: Administrator: H takes as 600 mm
Note on C151: Administrator: H takes as 600 mm
Note on J165: Administrator: has added 60mm to height of base concrete
Note on J169: Administrator: has added 60mm to height of base concrete
Note on J173: Administrator: has added 60mm to height of base concrete
Note on J177: Administrator: has added 60mm to height of base concrete
Note on J181: Administrator: has added 60mm to height of base concrete

## Sheet78 (hidden)
Site 78
Drain | Length
DS M A | 106
DS M B | 71.66
DS M C | 84.71
DS C B | 210.47
Bolder Pack wall | 83.03

## Bill No. 2
LOT -05 - BILLS OF QUANTITIES
BILL NO. 02 - REDUCTION OF LANDSLIDE VULNERABILITY BY MITIGATION MEASURES BETWEEN 18/3 ~ 18/4 CULVERT ON PELAWATTA NELUWA ROAD (B363)(SITE NO. 80)
| DESCRIPTION | AMOUNT (Rs.)
BILL No. 2.1 - SITE CLEARING
BILL No. 2.2- EARTH WORKS
BILL No. 2.3 - STRUCTURE CONSTRUCTION
BILL No. 2.4 - SOIL NAILING, HORIZONTAL DRAINS AND VEGETATION
SUB TOTAL CARRIED TO GRAND SUMMARY

## Bill 2.1
BILL No. 2.1 - SITE CLEARING |  |  | BILL NO. 02 - REDUCTION OF LANDSLIDE VULNERABILITY BY MITIGATION MEASURES BETWEEN 18/3 ~ 18/4 CULVERT ON PELAWATTA NELUWA ROAD (B363)(SITE NO. 80)
BOQ ITEM | PAY ITEM | DESCRIPTION | UNIT | QTY | RATE | AMOUNT (Rs) |  | Reshaping Gabion nailing
2.1.1 |  | CLEARING AND GRUBBING |  |  |  |  | Drain
2.1.1.1 | 201(1) | Clearing and grubbing inclusive of backfilling holes and trenches caused by removal of stumps and boulders (Average depth 150mm) | m2 | 2970 |  |  | 987.2825 | 1981.96 | 2969.2425
2.1.1.2 | 201(2) | Removal of trees: 300 ≤ Girth < 600 mm | nr | 50
2.1.1.3 | 201(3) | Removal of trees: 600 ≤ Girth < 1,200 mm | nr | 50
2.1.1.4 | 201(4) | Removal of trees: 1,200 ≤ Girth < 2,000 mm | nr | 15
2.1.1.5 | 201(5) | Removal of trees: 2,000 < Girth mm | nr | 10
2.1.1.6 | 201(6) | Removal of stumps of previously fallan trees; 300≤ Girth< 600mm | nr | 15
2.1.1.7 | 201(10) | Removal of overhanging branches: 300 ≤ Girth | nr | 10 | [5 empty] | 0
2.1.2 |  | REMOVAL OF EXISTING STRUCTURES
2.1.2.1 | 202(1) | Dismantle and remove rubble / brick masonry structures | m3 | 10
2.1.2.2 | 202(3) | Dismantle and remove concrete (R/F or mass) structures | m3 | 10
Total of Bill No 2.1 - Site Clearing (Transfer to Summary of Bills of Quantities)

## Bill 2.2
BILL No. 2.2 - EARTHWORKS |  |  | BILL NO. 02 - REDUCTION OF LANDSLIDE VULNERABILITY BY MITIGATION MEASURES BETWEEN 18/3 ~ 18/4 CULVERT ON PELAWATTA NELUWA ROAD (B363)(SITE NO. 80)
BOQ ITEM | PAY ITEM | DESCRIPTION | UNIT | QTY | RATE | AMOUNT (Rs)
2.2.1 |  | SIDE SLOPE EXCAVATION OR TRIMMING
2.2.1.1 | 301(1) | Excavation of slope up to required angle (soil suitable for filling and unsuitable for filling including soft rock) | m3 | 365 |  |  | 363.33
2.2.1.2 | 301(2) | Excavation and disposal of Boulders - 0.25 m3 - 1.0 m3 (Provisional Quantity, rate shall include for backfilling holes ) | m3 | 60
2.2.1.3 | 301(3) | Excavation (chemical blasting) and disposal of Hard rock > 1.0 m3 (Provisional Quantity , rate shall include for backfilling holes ) | m3 | 100
2.2.1.4 | 301(5) | Disposal of excess soils away from site | m3 | 365 |  |  | 365
2.2.2 |  | EXCAVATION AND BACKFILL FOR STRUCTURES
2.2.2.1 | 302(1) | Excavation for Drains and Catch pits, soil suitable for filling including soft rock for reuse(Rate shall include Excavation & Backfill for the working space) | m3 | 165 |  |  | 163.6639
2.2.2.2 | 302(1) | Excavation for Gabian Wall, soil suitable for filling including soft rock for reuse(Rate shall include Excavation & Backfill for the working space) | m3 | 435 |  |  | 434.0985
2.2.2.3 | 302(6) | Backfill behind the Gabian Wall with suitable existing soil for structures.(Rate shall include for necessary compaction.) | m3 | 480 |  |  | 478.0545
2.2.2.4 | 302(2) | Excavation and disposal of Boulders - 0.25 m3 - 1.0 m3 (Provisional Quantity, rate shall include for backfilling holes ) | m3 | 25
2.2.2.5 | 302(3) | Excavation (chemical blasting) and disposal of Hard rock > 1.0 m3 (Provisional Quantity , rate shall include for backfilling holes ) | m3 | 20
2.2.2.6 | 302(7) | Disposal of excess soils away from site | m3 | 120 |  |  | 120
Total of Bill No 2.2 - Earthworks (Transfer to Summary of Bills of Quantities)

## Bill 2.3
BILL No. 2.3 - STRUCTURE CONSTRUCTION |  |  | BILL NO. 02 - REDUCTION OF LANDSLIDE VULNERABILITY BY MITIGATION MEASURES BETWEEN 18/3 ~ 18/4 CULVERT ON PELAWATTA NELUWA ROAD (B363)(SITE NO. 80)
BOQ ITEM | PAY ITEM | DESCRIPTION | UNIT | QTY | RATE | AMOUNT (Rs)
2.3.1 |  | DS(M)-B DRAIN
2.3.1.1 | 601(1) | Concrete C15/20 for beds poured on or against earth or un-blinded hardcore | m3 | 2 |  |  | 1.9338
2.3.1.2 | 601(3) | Concrete C25/20 for walls and base of drains. Rate shall include expansion joints | m3 | 10 |  |  | 9.2647
2.3.1.3 | 602(1) | Tor – Steel reinforcement | kg | 605 |  |  | 603.677
2.3.1.4 | 605(1) | Formwork for concrete sides of drains plain smooth finish | m2 | 121 |  |  | 120.395
2.3.2 |  | DS(M)-C DRAIN
2.3.2.1 | 601(1) | Concrete C15/20 for beds poured on or against earth or un-blinded hardcore | m3 | 4 |  |  | 3.752
2.3.2.2 | 601(3) | Concrete C25/20 for walls and base of drains. Rate shall include expansion joints | m3 | 19 |  |  | 18.85
2.3.2.3 | 602(1) | Tor – Steel reinforcement | kg | 1147 |  |  | 1146.8086
2.3.2.4 | 605(1) | Formwork for concrete sides of drains plain smooth finish | m2 | 247 |  |  | 246.856
2.3.3 |  | KERB DRAIN DS(K)-A
2.3.3.1 | 601(1) | Concrete C15/20 for beds poured on or against earth or un-blinded hardcore | m3 | 27 |  |  | 26.411
2.3.3.2 | 601(3) | Concrete C25/20 for walls and base of drains. Rate shall include expansion joints | m3 | 63 |  |  | 62.426
2.3.3.3 | 602(1) | Tor – Steel reinforcement | kg | 3400 |  |  | 3397.8889
2.3.3.4 | 605(1) | Formwork for concrete sides of drains plain smooth finish | m2 | 289 |  |  | 288.12
2.3.4 |  | CASCADE DRAIN DS(C)-E
2.3.4.1 | 601(1) | Concrete C15/20 for beds poured on or against earth or un-blinded hardcore | m3 | 3 |  |  | 2.8506
2.3.4.2 | 601(3) | Concrete C25/20 for walls and base of drains. Rate shall include expansion joints | m3 | 20 |  |  | 19.4243
2.3.4.3 | 602(1) | Tor – Steel reinforcement | kg | 828 |  |  | 827.7793
2.3.4.4 | 605(1) | Formwork for concrete sides of drains plain smooth finish | m2 | 227 |  |  | 226.2925
2.3.5 |  | HOT DIPPED GALVANIZED MILD STEEL DOWELS
2.3.5.1 | 606(1) | Supply and install (16 mm dia. ) hot dipped galvanized mild steel grouted dowels | m | 46 |  |  | 46
2.3.6 |  | GABION WALL
2.3.6.1 | 503(1) | Gabion wall (PVC coated galvanized wire) | m3 | 335 |  |  | 334.73
2.3.6.2 | 503(2) | Filter fabric/Geotextile | m2 | 465 |  |  | 464.684
2.3.6.3 | 503 (3) | Base preperation for gabion wall with 6" x 9" Rubble | m3 | 71 |  |  | 70.884
Total of Bill No 2.3 - Structure Construction (Transfer to Summary of Bills of Quantities)

## Bill 2.4
BILL No. 2.4 - SOIL NAILING, HORIZONTAL DRAINS AND VEGETATION |  |  | BILL NO. 02 - REDUCTION OF LANDSLIDE VULNERABILITY BY MITIGATION MEASURES BETWEEN 18/3 ~ 18/4 CULVERT ON PELAWATTA NELUWA ROAD (B363)(SITE NO. 80)
BOQ ITEM | PAY ITEM | DESCRIPTION | UNIT | QTY | RATE | AMOUNT (Rs)
Note : Dowels will be used for fixing wire mesh whenever necessary and will be paid seperately
2.4.1 |  | SOIL NAILING
2.4.1.1 | 701(1) | Temporary working platform for soil nailing works | LS
2.4.1.2 | 701(2)b | 32mm dia. soil nails (less than or equal to 12m length) inserted into 125mm dia. bore hole with grouting | m | 534 |  |  | 534
2.4.1.3 | 701(4)c | Coated metallic mesh Method including connecting clips and other necessary accessories as per detailed drawings of soil nailing | m2 | 470 |  |  | 470.811
2.4.1.4 | 701(9) | Grid beam concrete C 30/20 grid beams with nail heads including slope preparation, excavation, formwork, RF and dowels. | m | 418 |  |  | 417.692
2.4.1.5 | 701(6) | Concrete C30/20 boundary beams including slope preparation, excavation, formwork and reinforcement and dowels. | m | 111 |  |  | 110.55
2.4.1.6 | 606(1) | Supply and install (16 mm dia. ) hot dipped galvanized mild steel grouted dowels | m | 90
2.4.1.7 | 701(10) | Pull-Out test for test nails | Nr | 6 |  |  | 4.45
2.4.2 |  | HORIZONTAL DRAINS
2.4.2.1 | 702(1) | 90mm dia Long Drain with perforated type 1000 PVC pipes . Rate shall include for drilling and associated work and disposal of driled material away from the site as directed by the Engineer. | m | 180 |  |  | 180
2.4.3 |  | SLOPE PROTECTION BY VEGETATION
2.4.3.1 | 701(5) | Coir mesh | m2 | 470
2.4.3.2 | 502(1) | Turfing/Planting/Seeding on slope stabilized surface and regular maintenane for 03 months | m2 | 470
2.4.3.3 | 502(1) | Turfing as directed by the Engineer, and regular maintanance for 03 months | m2 | 800
Total of Bill No 2.4 - Soil Nailing and Horizontal Draining (Transfer to Summary of Bills of Quantities)

## QTY80 (hidden)
REDUCTION OF LANDSLIDE VULNERABILITY BY MITIGATION MEASURES NIVITHIGALA TOWN - QUANTITY CALCULATION
| L / Area | W / Space | H | Nr | Qty | Qty-Total | Unit | Add 10% | Rounded
BILL 02 : SITE CLEARING
Clearing and grubbing
Reshaping & Gabion
~CS02 | 13.2 | 33.9 |  |  | 447.48 |  | m3 | 492.228 | 492.23
CS02 - CS03 | 13.5 | 39.2 |  |  | 529.2 |  | m3 | 582.12 | 582.12
CS03 - CS04 | 10.8 | 43.75 |  |  | 472.5 |  | m3 | 519.75 | 519.75
CS04~ | 8.2 | 43 |  |  | 352.6 |  | m3 | 387.86 | 387.86
1981.96
BILL 03 : EARTHWORKS
Excavation - suitable soil
Excavation and disposal - unsuitable soil
Side Slope Excavation
Reshaping and Trimming
~CS02 | 13.2 | 10.1 |  |  | 133.32 |  | m3 | 146.652 | 146.66
CS02 - CS03 | 13.5 | 7.55 |  |  | 101.925 |  | m3 | 112.1175 | 112.12
CS03 - CS04 | 10.8 | 8.8 |  |  | 95.04 |  | m3 | 104.544 | 104.55
CS04~ | 8.2 | 12.6 | [6 empty] | 363.33
Excavation for structures- suitable soil
Excavation for structures and disposal - unsuitable soil | [5 empty] | `
Excavation for Structures
Gabion Wall
~CS02 | 13.2 | 11.6 |  |  | 153.12 | 153.12 | m3 | 168.432 | 168.432
CS02 - CS03 | 13.5 | 10.45 |  |  | 141.075 | 141.075 | m3 | 155.1825 | 155.1825
CS03 - CS04 | 10.8 | 9.3 |  |  | 100.44 | 100.44 | m3 | 110.484 | 110.484
434.0985
Back Filling
Gabion Wall
~CS02 | 13.2 | 10.7 |  |  | 141.24 | 141.24 | m3 | 155.364 | 155.364
CS02 - CS03 | 13.5 | 11.65 |  |  | 157.275 | 157.275 | m3 | 173.0025 | 173.0025
CS03 - CS04 | 10.8 | 12.6 |  |  | 136.08 | 136.08 | m3 | 149.688 | 149.688
478.0545
BILL 04 : DRAINAGE CONSTRUCTIONS
Lean Concrete C15/20
Concrete C25 / 20
GABION CONSTRUCTIONS
Wall | 35.8 | 8.5 |  |  | 304.3 | 304.3 | m3 | 334.73 | 334.73
Base | 35.8 | 1.8 |  |  | 64.44 | 64.44 | m3 | 70.884 | 70.884
Geo Textile | 35.8 | 11.8 |  |  | 422.44 | 422.44 | m3 | 464.684 | 464.684
| Bar Dia. | Nr | Length | Unit Weight | Weight
Reinforcement
Formwork
Dowels
BILL 04 : CATCH-PITS
BILL 05 : SOIL NAILING & HORIZONTAL DRAINS/ Turfing
Mesh & Hydroseeding or Shotcrete
Metalic mesh
~CS02 | 13.7 | 11.7 |  |  | 160.29 |  | m | 176.319 | 176.319
CS02 - CS03 | 13.6 | 12.25 |  |  | 166.6 |  | m | 183.26 | 183.26
CS03 ~ | 7.9 | 12.8 |  |  | 101.12 |  | m | 111.232 | 111.232
470.811
Turfing
Reshaping Area
Soil nails
32mm dia 6m | 6 |  |  | 89 | 534 | 534 | m |  | 534
Grid Beam
H | 179.5 |  |  |  |  | 179.5 | m | 197.45 | 217.195
V | 165.7 |  |  |  |  | 165.7 | m | 182.27 | 200.497
417.692
Horizontal drain
90mm | 20 |  |  | 9 | 180 |  | m |  | 180
180
Boundery Beams
| 100.5 |  |  |  | 100.5 |  | m | 110.55 | 110.55
Vegetation
~CS02 | 13.2 | 8.5 |  |  | 112.2 | 112.2 | m3 | 123.42 | 123.42
CS02 - CS03 | 13.5 | 9.75 |  |  | 131.625 | 131.625 | m3 | 144.7875 | 144.7875
CS03 - CS04 | 10.8 | 12.45 |  |  | 134.46 | 134.46 | m3 | 147.906 | 147.906
CS04~ | 8.2 | 13.9 |  |  | 113.98 | 113.98 | m3 | 125.378 | 125.378 | `
541.4915
Cantilever wall Construction
V shape excavation

## Drains80 (hidden)
Drain Type | Width W(mm) | Height H(mm) | Thickness t(mm) | Screed |  | Reinforcement / Spacing |  |  | Energy Breakers | Cascade Steps
|  |  |  | Thickness t(mm) | T (mm) | Vertical | T (mm) | Horizontal | Spacing (m) | Width | Height
DS (M) - A | 0.3 | 0.3 | 0.1 | 0.05 | 10 | 0.2 | 10 | 0.25 | 3 | [8 empty] | w
H
DS (M) - B | 0.45 | 0.45 | 0.1 | 0.05 | 10 | 0.2 | 10 | 0.25 | 3
DS (M) - C | 0.6 | 0.6 | 0.1 | 0.05 | 10 | 0.2 | 10 | 0.25 | 3
DS (M) - D | 0.75 | 0.75 | 0.125 | 0.05 | 10 | 0.2 | 10 | 0.25 | 3
DS (M) - E | 0.9 | 0.9 | 0.15 | 0.05 | 10 | 0.175 | 10 | 0.25 | 3 | [10 empty] | t
DS (M) - F | 1 | 1 | 0.15 | 0.05 | 10 | 0.175 | 10 | 0.25 | 3 | [10 empty] | Screed
DS (M) - P | 0.3 | 0.3 | 0.1 | 0.05 | 10 | 0.2 | 10 | 0.25 | 3
DS (M) - Q | 0.6 | 0.6 | 0.1 | 0.05 | 10 | 0.2 | 10 | 0.25 | 3
DS (B) - A (Type I) | 0.3 | 0.3 | 0.1 | 0.05 | 10 | 0.25 | 10 | 0.25 | 0
Berm | 1.5 |  | 0.1 |  | 10 | 0.25 | 10 | 0.15
DS (B) - B (Type I) | 0.45 | 0.45 | 0.1 | 0.05 | 10 | 0.25 | 10 | 0.25 | 0
Berm | 1.5 |  | 0.1 |  | 10 | 0.25 | 10 | 0.15
DS (B) - C (Type I) | 1 | 0.15 | 0.1 | 0.05 | 10 | 0.25 | 10 | 0.25 | 0
Berm | 1.5 |  | 0.1 |  | 10 | 0.25 | 10 | 0.15
DS (K) - A | 1 | 0.2 | 0.1 | 0.05 | 10 | 0.25 | 10 | 0.25 | 0
DS (K) - B | 1 | 0.3 | 0.1 | 0.05 | 10 | 0.25 | 10 | 0.25 | 0
DS(M) - L Type I | 0.6 | 0.6 | 0.15 | 0.05 | 10 | 0.25 | 10 | 0.25 | 0
DS(M) - L Type II | 0.8 | 0.8 | 0.15 | 0.05 | 10 | 0.25 | 10 | 0.25 | 0
DS(L) - A | 1 | 0.6 | 0.1 | 0.05 | 10 | 0.25 | 10 | 0.25 | 3
DS(L) - B | 1 | 0.8 | 0.125 | 0.05 | 10 | 0.25 | 10 | 0.25 | 3
DS(L) - C | 1 | 1 | 0.125 | 0.05 | 10 | 0.25 | 10 | 0.25 | 3
DS(L) - D | 1 | 1 | 0.125 | 0.05 | 10 | 0.25 | 10 | 0.25 | 3
DS(C) - A (Type I) | 0.45 | 0.45 | 0.1 | 0.05 | 10 | 0.25 | 10 | 0.25 |  | 0.275 | 0.275
DS(C) - B (Type I) | 0.45 | 0.6 | 0.1 | 0.05 | 10 | 0.25 | 10 | 0.25 |  | 0.275 | 0.275
DS(C) - C (Type I) | 0.6 | 0.6 | 0.1 | 0.05 | 10 | 0.25 | 10 | 0.25 |  | 0.275 | 0.275
DS(C) - D (Type I) | 0.8 | 0.8 | 0.1 | 0.05 | 10 | 0.25 | 10 | 0.25 |  | 0.275 | 0.275
DS(C) - E (Type I) | 1 | 1 | 0.125 | 0.05 | 10 | 0.25 | 10 | 0.25 |  | 0.275 | 0.275
DS(C) - A (Type II) | 0.45 | 0.45 | 0.1 | 0.05 | 10 | 0.25 | 10 | 0.25 |  | 0.9 | 0.45
DS(C) - B (Type II) | 0.45 | 0.6 | 0.1 | 0.05 | 10 | 0.25 | 10 | 0.25 |  | 0.9 | 0.45
DS(C) - C (Type II) | 0.6 | 0.6 | 0.1 | 0.05 | 10 | 0.25 | 10 | 0.25 |  | 0.9 | 0.45
DS(C) - D (Type II) | 0.8 | 0.8 | 0.1 | 0.05 | 10 | 0.25 | 10 | 0.25 |  | 0.9 | 0.45
DS(C) - E (Type II) | 1 | 0.75 | 0.125 | 0.05 | 10 | 0.25 | 10 | 0.25 |  | 0.9 | 0.45
[9 empty] | Outer FW % | Y10 RF
Drains | [8 empty] | 100% | V |  |  | H |  |  | Total
|  | Nos | Length |  | SC | Exc | C15 | C25 | FW | No's |  | Length | No's |  | Length | Length | Weight
Cut off Drains | DS-M-A |  | 130.11 |  | 260.22 | 29.2748 | 3.2528 | 14.3121 | 182.154 | 651.55 | 652 | 1.06 | 5.24 | 6 | 140.9525 | 1536.835 | 948.6636 | T10
| Energy Breakers | 44 | [5 empty] | 0.061875 | 2.046 | 44 | 44 | 0.39 |  |  |  | 17.16 | 10.5926 | T10 | 959.2562
Cut off Drains | DS-M-B |  | 59.5 |  |  | 23.205 | 1.9338 | 9.2225 | 119 | 298.5 | 299 | 1.51 | 7.04 | 8 | 64.4583 | 967.1567 | 597.0103 | T10
| Energy Breakers | 20 | [5 empty] | 0.042188 | 1.395 | 20 | 20 | 0.54 |  |  |  | 10.8 | 6.6667 | T10 | 603.677
Cut off Drains | DS-M-C |  | 93.8 |  | 356.44 | 56.28 | 3.752 | 18.76 | 243.88 | 470 | 470 | 1.96 | 8.84 | 9 | 101.6167 | 1835.75 | 1133.179 | T10
| Energy Breakers | 32 | [5 empty] | 0.09 | 2.976 | 32 | 32 | 0.69 |  |  |  | 22.08 | 13.6296 | T10 | 1146.8086
Cut off Drains | DS-M-R |  |  |  | 0 | 0 | 0 | 0 | 0 | 0 | 0 | 2.51 | 11.04 | 12 | 0 | 0 | 0 | T10
| Energy Breakers | 0 | [5 empty] | 0 | 0 | 0 | 0 | 0.84 |  |  |  | 0 | 0 | T10 | 0
Cut off Drains | DS-M-D |  |  |  | 0 | 0 | 0 | 0 | 0 | 0 | 0 | 2.51 | 11.04 | 12 | 0 | 0 | 0 | T10
| Energy Breakers | 0 | [5 empty] | 0 | 0 | 0 | 0 | 0.84 |  |  |  | 0 | 0 | T10
Subsuface Drain
PVC Pipe
Aggrigate
Cut off Drains | DS-M-E |  |  |  | 0 | 0 | 0 | 0 | 0 | 0 | 0 | 3.06 | 13.24 | 14 | 0 | 0 | 0 | T10
| Energy Breakers | 0 | [5 empty] | 0 | 0 | 0 | 0 | 0.99 |  |  |  | 0 | 0 | T10
Cut off Drains | DS-M-F |  |  |  | 0 | 0 | 0 | 0 | 0 | 0 | 0 | 3.36 | 14.44 | 15 | 0 | 0 | 0 | T10
| Energy Breakers | 0 | [5 empty] | 0 | 0 | 0 | 0 | 1.09 |  |  |  | 0 | 0 | T10
Cut off Drains | DS-M-P |  |  |  | 0 | 0 | 0 | 0 | 0 | 0 | 0 | 1.16 | 5.64 | 6 | 0 | 0 | 0 | T10
| Energy Breakers | 0 | [5 empty] | 0 | 0 | 0 | 0 | 0.39 |  |  |  | 0 | 0 | T10
Cut off Drains | DS-M-Q |  |  |  | 0 | 0 | 0 | 0 | 0 | 0 | 0 | 2.06 | 9.24 | 10 | 0 | 0 | 0 | T10
| Energy Breakers | 0 | [5 empty] | 0 | 0 | 0 | 0 | 0.69 |  |  |  | 0 | 0 | T10
Cut off Drains | DS-B-A |  |  |  | 0 | 0 | 0 | 0 | 0 | 0 | 0 | 1.16 | 5.64 | 6 | 0 | 0 | 0 | T10
| Berm |  |  |  | 0 | 0 |  | 0 | 0 | 0 | 0 | 1.46 | 10.7333 | 11 | 0 | 0 | 0 | T10
Cut off Drains | DS-B-B |  |  |  | 0 | 0 | 0 | 0 | 0 | 0 | 0 | 1.61 | 7.44 | 8 | 0 | 0 | 0 | T10
| Berm |  |  |  | 0 | 0 |  | 0 | 0 | 0 | 0 | 1.46 | 10.7333 | 11 | 0 | 0 | 0 | T10
Cut off Drains | DS-B-C |  |  |  | 0 | 0 | 0 | 0 | 0 | 0 | 0 | 1.56 | 7.24 | 8 | 0 | 0 | 0 | T10
| Berm |  |  |  | 0 | 0 |  | 0 | 0 | 0 | 0 | 1.46 | 10.7333 | 11 | 0 | 0 | 0 | T10
Cut off Drains | DS-K-A |  | 480.2 |  | 528.22 | 52.822 | 26.411 | 62.426 | 288.12 | 1921.8 | 1922 | 1.24 | 5.96 | 6 | 520.2167 | 5504.58 | 3397.8889 | T10
Cut off Drains | DS-K-B |  |  |  | 0 | 0 | 0 | 0 | 0 | 0 | 0 | 1.34 | 6.36 | 7 | 0 | 0 | 0 | T10
Cut off Drains | DS-M-L (Type I) |  |  |  | 0 | 0 | 0 | 0 | 0 | 0 | 0 | 6.2 | 23 | 23 | 0 | 0 | 0 | T10
Cut off Drains | DS-M-L (Type II) |  |  |  | 0 | 0 | 0 | 0 | 0 | 0 | 0 | 7.4 | 27 | 27 | 0 | 0 | 0 | T10
Cut off Drains | DS-L-A |  |  |  | 0 | 0 | 0 | 0 | 0 | 0 | 0 | 2.36 | 10.44 | 11 | 0 | 0 | 0 | T10
| Energy Breakers | 0 | [5 empty] | 0 | 0 | 0 | 0 | 1.01 |  |  |  | 0 | 0 | T10
Cut off Drains | DS-L-B |  |  |  | 0 | 0 | 0 | 0 | 0 | 0 | 0 | 2.86 | 12.44 | 13 | 0 | 0 | 0 | T10
| Energy Breakers | 0 | [5 empty] | 0 | 0 | 0 | 0 | 1.01 |  |  |  | 0 | 0 | T10
Cut off Drains | DS-L-C |  |  |  | 0 | 0 | 0 | 0 | 0 | 0 | 0 | 6.96 | 26.08 | 27 | 0 | 0 | 0 | T10
| Energy Breakers | 0 | [5 empty] | 0 | 0 | 0 | 0 | 1.01 |  |  |  | 0 | 0 | T10
Cut off Drains | DS-L-D |  |  |  | 0 | 0 | 0 | 0 | 0 | 0 | 0 | 6.96 | 26.08 | 27 | 0 | 0 | 0 | T10
| Energy Breakers | 0 | [5 empty] | 0 | 0 | 0 | 0 | 1.01 |  |  |  | 0 | 0 | T10
Type I-Cascade Drains | DS-C-A |  |  |  | 0 | 0 | 0 | 0 | 0 | 0 | 0 | 1.51 | 7.04 | 8 | 0 | 0 | 0 | T10
| Steps | 0 | [5 empty] | 0 | 0 |  | 0 |  |  |  |  | 0 | 0
| Dowels | 0
Type I-Cascade Drains | DS-C-B |  |  |  | 0 | 0 | 0 | 0 | 0 | 0 | 0 | 1.81 | 8.24 | 9 | 0 | 0 | 0 | T10
| Steps | 0 | [5 empty] | 0 | 0 |  | 0 |  |  |  |  | 0 | 0
| Dowels | 0
Type I-Cascade Drains | DS-C-C |  |  |  | 0 | 0 | 0 | 0 | 0 | 0 | 0 | 1.96 | 8.84 | 9 | 0 | 0 | 0 | T10
| Steps | 0 | [5 empty] | 0 | 0 |  | 0 |  |  |  |  | 0 | 0
| Dowels | 0
Type I-Cascade Drains | DS-C-D |  |  |  | 0 | 0 | 0 | 0 | 0 | 0 | 0 | 2.56 | 11.24 | 12 | 0 | 0 | 0 | T10
| Steps | 0 | [5 empty] | 0 | 0 |  | 0 |  |  |  |  | 0 | 0
| Dowels | 0
Type I-Cascade Drains | DS-C-E |  | 45.61 |  | 102.6225 | 31.3569 | 2.8506 | 18.8711 | 193.8425 | 183.44 | 184 | 3.26 | 14.04 | 15 | 49.4108 | 1341.0025 | 827.7793 | T10
| Steps | 118 | [5 empty] | 0.55312 | 32.45 |  | 0 |  |  |  |  | 0 | 0
| Dowels | 46
Type II-Cascade Drains | DS-C-A |  | 100 |  | 165 | 20.25 | 5.85 | 20.925 | 200 | 541 | 541 | 1.51 | 7.04 | 8 | 137.5833 | 1917.5767 | 1183.6893 | T10
| Steps | 100
| Dowels | 100
Type II-Cascade Drains | DS-C-B |  | 28.19 |  | 46.5135 | 5.8725 | 1.6965 | 7.2428 | 73.294 | 157.6 | 158 | 1.81 | 8.24 | 9 | 39.8992 | 645.0725 | 398.1929 | T10
| Steps | 29
| Dowels | 29
Type II-Cascade Drains | DS-C-C |  | 100 |  | 180 | 20.25 | 7.2 | 27 | 260 | 541 | 541 | 1.96 | 8.84 | 9 | 137.5833 | 2298.61 | 1418.8951 | T10
| Steps | 100
| Dowels | 100
Type II-Cascade Drains | DS-C-D |  | 100 |  | 200 | 20.25 | 9 | 35.1 | 340 | 541 | 541 | 2.56 | 11.24 | 12 | 137.5833 | 3035.96 | 1874.0494 | T10
| Steps | 100
| Dowels | 100
Type II-Cascade Drains | DS-C-F |  | 88.0928 |  | 198.2088 | 17.82 | 12.375 | 40.8375 | 286.3017 | 476.2 | 477 | 2.76 | 12.04 | 13 | 121.0733 | 2890.4733 | 1784.2428 | T10
| Steps | 88 | [5 empty] | 0.4125 | 39.6
| Dowels | 89
[5 empty] | L | W/Area | No
DS-M-C
Drain Length With Cover Slb area
Cover Slab
Letgth | 0.5
No. of C.Slabs | 0
G25 | 0 |  | 159.75 Area
Formwork | 0
Reinforcment | 2.12 | 5 | 0 | 1.1 | 0
| 0.5 | 12 | 0 | 1.1 | 0
[5 empty] | 0 | 0.617 |  | 0
Steel Grating
| L | W |  | m2
DS(M)A | 130.11 | 0.5 |  | 65.055 | 1.1 | 71.5605
Note on L79: Adminis Varies
Note on L83: Adminis Varies
Note on L87: Adminis Varies
Note on L91: Adminis Varies
Note on L95: Adminis Varies
Note on C148: Administrator: H takes as 600 mm
Note on C150: Administrator: H takes as 600 mm
Note on J164: Administrator: has added 60mm to height of base concrete
Note on J168: Administrator: has added 60mm to height of base concrete
Note on J172: Administrator: has added 60mm to height of base concrete
Note on J176: Administrator: has added 60mm to height of base concrete
Note on J180: Administrator: has added 60mm to height of base concrete

## Sheet80 (hidden)
Site 60
Drain |  | Length | Nailing Area | Length | Net Mesh |  |  | Nail 32 dia |  | Length
DS M B |  | 59.5 | ~CS02 | 13.7 | 11.7 |  |  | 6 | 89 | 534 | m
DS M C |  | 93.8 | CS02 - CS03 | 13.6 | 12.25
DS C E |  | 45.6076 | CS03 ~ | 7.9 | 12.8
DS K A Kerb |  | 480.2
Gabion Wall T2 |  | 35.8 | Trimming & Vegetation | Length | Vegitation | Reshaping | Clearing
Boundary Beam |  | 100.5 | ~CS02 | 13.2 | 8.5 | 10.1 | 33.9 | H Drain
|  |  | CS02 - CS03 | 13.5 | 9.75 | 7.55 | 39.2
Grid Beams | H | 179.5 | CS03 - CS04 | 10.8 | 12.45 | 8.8 | 43.75 | 20 | 9 | 180 | m
| V | 165.7 | CS04~ | 8.2 | 13.9 | 12.6 | 43
|  |  | Gabion Wall | Length | Excavation | Backfiling |  | Gabion | Area
[8 empty] | Wall | 8.5
|  |  | ~CS02 | 13.2 | 11.6 | 10.7 |  | Base | 1.8
|  |  | CS02 - CS03 | 13.5 | 10.45 | 11.65 |  | Geo textile | 11.8
|  |  | CS03 - CS04 | 10.8 | 9.3 | 12.6

## Bill No. 3
LOT -05 - BILLS OF QUANTITIES
BILL NO. 03 - REDUCTION OF LANDSLIDE VULNERABILITY BY MITIGATION MEASURES BETWEEN CULVERT NO. 25/3~25/4 ALONG PELAWATTA - NELUWA ROAD (B363) (SITE NO.84)
| DESCRIPTION | AMOUNT (Rs.)
BILL No. 3.1 - SITE CLEARING
BILL No. 3.2 - EARTHWORKS
BILL No. 3.3 - STRUCTURE CONSTRUCTION
BILL No. 3.4 - SOIL NAILING AND HORIZONTAL DRAINS
BILL No. 3.5 - INCIDENTIAL CONSTRUCTION
SUB TOTAL CARRIED TO GRAND SUMMARY

## Bill 3.1
BILL No. 3.1 - SITE CLEARING |  |  | BILL NO. 03 - REDUCTION OF LANDSLIDE VULNERABILITY BY MITIGATION MEASURES BETWEEN CULVERT NO. 25/3~25/4 ALONG PELAWATTA - NELUWA ROAD (B363) (SITE NO.84)
BOQ ITEM | PAY ITEM | DESCRIPTION | UNIT | QTY | RATE | AMOUNT (Rs)
3.1.1 |  | CLEARING AND GRUBBING |  |  |  |  | Drain | Reshaping Gabion & Nailing
3.1.1.1 | 201(1) | Clearing and grubbing inclusive of backfilling holes and trenches caused by removal of stumps and boulders | m2 | 3610 |  |  | 1650.81 | 1951.57 | 3602.38
3.1.1.2 | 201(2) | Removal of trees: 300 ≤ Girth < 600 mm | nr | 40 |  |  | ROUGH QTY
3.1.1.3 | 201(3) | Removal of trees: 600 ≤ Girth < 1,200 mm | nr | 35
3.1.1.4 | 201(4) | Removal of trees: 1,200 ≤ Girth < 2,000 mm | nr | 10
3.1.1.5 | 201(5) | Removal of trees: 2,000 < Girth mm | nr | 10
3.1.1.6 | 201(6) | Removal of stumps of previously fallan trees; 300≤ Girth< 600mm | nr | 15
3.1.1.7 | 201(10) | Removal of overhanging branches: 300 ≤ Girth | nr | 10 | [5 empty] | 0
3.1.2 |  | REMOVAL OF EXISTING STRUCTURES
3.1.2.1 | 202(1) | Dismantle and remove rubble / brick masonry structures | m3 | 10
3.1.2.2 | 202(3) | Dismantle and remove concrete (R/F or mass) structures | m3 | 10
Total of Bill No 3.1 - Site Clearing (Transfer to Summary of Bills of Quantities)

## Bill 3.2
BILL No. 3.2 - EARTHWORKS |  |  | BILL NO. 03 - REDUCTION OF LANDSLIDE VULNERABILITY BY MITIGATION MEASURES BETWEEN CULVERT NO. 25/3~25/4 ALONG PELAWATTA - NELUWA ROAD (B363) (SITE NO.84)
BOQ ITEM | PAY ITEM | DESCRIPTION | UNIT | QTY | RATE | AMOUNT (Rs)
3.2.1 |  | SIDE SLOPE EXCAVATION OR TRIMMING
3.2.1.1 | 301(1) | Excavation of slope up to required angle (suitable & unsuitable soils including soft rock) | m3 | 1710 |  |  | 1708.07
3.2.1.2 | 301(2) | Excavation– Boulders (0.25 m3-1.0 m3) - Provisional Quantity | m3 | 100 |  |  |  | ROUGH QTY
3.2.1.3 | 301(3) | Excavation (chemical blasting) of Hard rock > 1.0 m3 (Provisional Quantity) | m3 | 50
3.2.1.4 | 301(5) | Disposal of excess soils away from site( provisional Qty.) | m3 | 1710 |  |  | 1710
3.2.2 |  | EXCAVATION AND BACKFILL FOR STRUCTURES
3.2.2.1 | 302(1) | Excavation for Drains and Catch pits, soil suitable for filling including soft rock for reuse(Rate shall include Excavation & Backfill for the working space) | m3 | 134 |  |  | 134
3.2.2.2 | 302(1) | Excavation for Gabian Wall, soil suitable for filling including soft rock for reuse(Rate shall include Excavation & Backfill for the working space) | m3 | 1242 |  |  | 1241.9027
3.2.2.3 | 302(6) | Backfill behind the Gabian Wall with suitable existing soil for structures.(Rate shall include for necessary compaction.) | m3 | 736 |  |  | 735.7918
3.2.2.4 | 302(2) | Excavation of Boulders - 0.25 m3 - 1.0 m3 (Provisional Quantity) | m3 | 25 |  |  |  | ROUGH QTY
3.2.2.5 | 302(3) | Excavation (chemical blasting) of Hard rock > 1.0 m3 (Provisional Quantity) | m3 | 20
3.2.2.6 | 302(7) | Disposal of excess soils away from site | m3 | 641 |  |  | 640.1109
Total of Bill No 3.2 - Earthworks (Transfer to Summary of Bills of Quantities)

## Bill 3.3
BILL No. 3.3 - STRUCTURE CONSTRUCTION |  |  | BILL NO. 03 - REDUCTION OF LANDSLIDE VULNERABILITY BY MITIGATION MEASURES BETWEEN CULVERT NO. 25/3~25/4 ALONG PELAWATTA - NELUWA ROAD (B363) (SITE NO.84)
BOQ ITEM | PAY ITEM | DESCRIPTION | UNIT | QTY | RATE | AMOUNT (Rs)
3.3.1 |  | DS(M)-B DRAIN
3.3.1.1 | 601(1) | Concrete C15/20 for beds poured on or against earth or un-blinded hardcore | m3 | 4 |  |  | 3.1395
3.3.1.2 | 601(3) | Concrete C25/20 for walls and base of drains. Rate shall include expansion joints | m3 | 16 |  |  | 15.0426
3.3.1.3 | 602(1) | Tor – Steel reinforcement | kg | 980 |  |  | 978.9259
3.3.1.4 | 605(1) | Formwork for concrete sides of drains plain smooth finish | m2 | 196 |  |  | 195.5017
3.3.2 |  | DS(M)-C DRAIN
3.3.2.1 | 601(1) | Concrete C15/20 for beds poured on or against earth or un-blinded hardcore | m3 | 6 |  |  | 5.136
3.3.2.2 | 601(3) | Concrete C25/20 for walls and base of drains. Rate shall include expansion joints | m3 | 26 |  |  | 25.8009
3.3.2.3 | 602(1) | Tor – Steel reinforcement | kg | 1570 |  |  | 1569.0432
3.3.2.4 | 605(1) | Formwork for concrete sides of drains plain smooth finish | m2 | 338 |  |  | 337.839
3.3.3 |  | DS(C)-B CASCADE DRAIN
3.3.3.1 | 601(1) | Concrete C15/20 for beds poured on or against earth or un-blinded hardcore | m3 | 3 |  |  | 2.6
3.3.3.2 | 601(3) | Concrete C25/20 for walls and base of drains. Rate shall include expansion joints | m3 | 16 |  |  | 15.7145
3.3.3.3 | 602(1) | Tor – Steel reinforcement | kg | 841 |  |  | 840.1296
3.3.3.4 | 605(1) | Formwork for concrete sides of drains plain smooth finish | m2 | 234 |  |  | 233.4925
3.3.4 |  | DS(B)-A BERM DRAIN
3.3.4.1 | 601(1) | Concrete C15/20 for beds poured on or against earth or un-blinded hardcore | m3 | 3 |  |  | 2.4225
3.3.4.2 | 601(3) | Concrete C25/20 for walls and base of drains. Rate shall include expansion joints | m3 | 27 |  |  | 26.163
3.3.4.3 | 602(1) | Tor – Steel reinforcement | kg | 1731 |  |  | 1730.713
3.3.4.4 | 605(1) | Formwork for concrete sides of drains plain smooth finish | m2 | 156 |  |  | 155.04
3.3.5 |  | HOT DIPPED GALVANIZED MILD STEEL DOWELS
3.3.5.1 | 606(1) | Supply and install (16 mm dia. ) hot dipped galvanized mild steel grouted dowels | m | 80 |  |  | 80
3.3.6 |  | GABION WALL TYPE I
3.3.6.1 | 503(1) | Gabion wall (PVC coated galvanized wire) | m3 | 286 |  |  | 285.8625
3.3.6.2 | 503(2) | Filter fabric/Geotextile | m2 | 510 |  |  | 508.2
3.3.6.3 | 503 (3) | Base preperation for gabion wall with 6" x 9" Rubble | m3 | 64 |  |  | 63.525
3.3.7 |  | GABION WALL TYPE II
3.3.7.1 | 503(1) | Gabion wall (PVC coated galvanized wire) | m3 | 360 |  |  | 359.975
3.3.7.2 | 503(2) | Filter fabric/Geotextile | m2 | 558 |  |  | 547.6762
3.3.7.3 | 503 (3) | Base preperation for gabion wall with 6" x 9" Rubble | m3 | 69 |  |  | 68.9095
Total of Bill No 3.3 - Structure Construction (Transfer to Summary of Bills of Quantities)

## Bill 3.4
BILL No. 3.4 - SOIL NAILING AND HORIZONTAL DRAINS |  |  | BILL NO. 03 - REDUCTION OF LANDSLIDE VULNERABILITY BY MITIGATION MEASURES BETWEEN CULVERT NO. 25/3~25/4 ALONG PELAWATTA - NELUWA ROAD (B363) (SITE NO.84)
BOQ ITEM | PAY ITEM | DESCRIPTION | UNIT | QTY | RATE | AMOUNT (Rs)
Note : Dowels will be used for fixing wire mesh and boundary beams whenever necessary and will be paid seperately
3.4.1 |  | SOIL NAILING
3.4.1.1 | 701(1) | Temporary working platform for soil nailing works | LS
3.4.1.2 | 701(2)b | 32mm dia. soil nails (less than or equal to 12m length) inserted into 125mm dia. bore hole with grouting | m | 992 |  |  | 992
3.4.1.3 | 701(4)c | Coated metallic mesh Method including connecting clips and other necessary accessories as per detailed drawings of soil nailing | m2 | 660 |  |  | 656.3315
3.4.1.4 | 701(9) | Grid beam (250x250)-concrete C 30/20 grid beams with nail heads including slope preparation, excavation, formwork, RF and dowels. | m | 565 |  |  | 563.0493
3.4.1.5 | 701(6) | Concrete C30/20 boundary beams including slope preparation, excavation, formwork and reinforcement | m | 170 |  |  | 169.565
3.4.1.6 | 606(1) | Supply and install (16 mm dia. ) hot dipped galvanized mild steel grouted dowels | m | 110
3.4.1.7 | 701(10) | Pull-Out test for test nails | Nr | 6 |  |  | 2.6
3.4.2 |  | HORIZONTAL DRAINS
3.4.2.1 | 702(1) | 90mm dia Long Drain with perforated type 1000 PVC pipes . Rate shall include for drilling and associated work and disposal of driled material away from the site as directed by the Engineer. | m | 165 |  |  | 165
Total of Bill No 3.4 - Soil Nailing and Horizontal Draining (Transfer to Summary of Bills of Quantities)

## Bill 3.5
BILL No. 3.5 - INCIDENTIAL CONSTRUCTION |  |  | BILL NO. 03 - REDUCTION OF LANDSLIDE VULNERABILITY BY MITIGATION MEASURES BETWEEN CULVERT NO. 25/3~25/4 ALONG PELAWATTA - NELUWA ROAD (B363) (SITE NO.84)
BOQ ITEM | PAY ITEM | DESCRIPTION | UNIT | QTY | RATE | AMOUNT (Rs)
3.5.1 |  | GRASSING/PLANTING
3.5.1.1 | 701(5) | Coir mesh | m2 | 660 |  |  | 656.3315
3.5.1.2 | 502(1) | Turfing/Planting/Seeding on slope stabilized surface and regular maintenane for three months | m2 | 660 |  |  | 656.3315
3.5.1.3 | 502(2) | Turfing as directed by the Engineer, and regular maintanance for three months | m2 | 885 |  |  | 884.2631
Total of Bill No 3.5 - Incidential Construction (Transfer to Summary of Bills of Quantities)

## QTY84 (hidden)
REDUCTION OF LANDSLIDE VULNERABILITY BY MITIGATION MEASURES SITE NO.84 - QUANTITY CALCULATION
| L / Area | W / Space | H | Nr | Qty | Qty-Total | Unit | Add 10% | Rounded
BILL 02 : SITE CLEARING
Clearing and grubbing
Reshaping & Gabion
~CS02 | 17.47 | 15.83 |  |  | 276.5501 |  | m3 | 304.2051 | 304.21
CS02 - CS03 | 18.1 | 21.545 |  |  | 389.9645 |  | m3 | 428.961 | 428.97
CS03 - CS06 | 45.59 | 19.77 |  |  | 901.3143 |  | m3 | 991.4457 | 991.45
CS06~ | 16.8 | 12.28 |  |  | 206.304 |  | m3 | 226.9344 | 226.94
1951.57
BILL 03 : EARTHWORKS
Excavation - suitable soil
Excavation and disposal - unsuitable soil
Side Slope Excavation
Reshaping and Trimming
~CS02 | 17.47 | 13.5 |  |  | 235.845 |  | m3 | 259.4295 | 259.43
CS02 - CS03 | 18.1 | 16.65 |  |  | 301.365 |  | m3 | 331.5015 | 331.51
CS03 - CS06 | 45.59 | 17.025 |  |  | 776.1698 |  | m3 | 853.7867 | 853.79
CS06~ | 16.8 | 14.25 |  |  | 239.4 |  | m3 | 263.34 | 263.34
1708.07
Excavation for structures- suitable soil
Excavation for structures and disposal - unsuitable soil
Excavation for Structures
Gabion Wall
~CS02 | 17.47 | 11.1 |  |  | 193.917 | 193.917 | m3 | 213.3087 | 213.3087
CS02 - CS03 | 18.1 | 12.015 |  |  | 217.4715 | 217.4715 | m3 | 239.2187 | 239.2187
CS03 - CS06 | 45.59 | 11.805 |  |  | 538.19 | 538.19 | m3 | 592.0089 | 592.0089
CS06~ | 16.8 | 10.68 |  |  | 179.424 | 179.424 | m3 | 197.3664 | 197.3664
1241.9027
Back Filling
Gabion Wall
~CS02 | 17.47 | 5.58 |  |  | 97.4826 | 97.4826 | m3 | 107.2309 | 107.2309
CS02 - CS03 | 18.1 | 7.5 |  |  | 135.75 | 135.75 | m3 | 149.325 | 149.325
CS03 - CS06 | 45.59 | 7.5 |  |  | 341.925 | 341.925 | m3 | 376.1175 | 376.1175
CS06~ | 16.8 | 5.58 |  |  | 93.744 | 93.744 | m3 | 103.1184 | 103.1184
735.7918
BILL 04 : DRAINAGE CONSTRUCTIONS
Lean Concrete C15/20
Concrete C25 / 20
GABION CONSTRUCTIONS
Wall Type I
Wall | 57.75 | 4.5 |  |  | 259.875 | 259.875 | m3 | 285.8625 | 285.8625
Base | 57.75 | 1 |  |  | 57.75 | 57.75 | m3 | 63.525 | 63.525
Geo Textile | 57.75 | 8 |  |  | 462 | 462 | m3 | 508.2 | 508.2
Wall Type II
Wall | 46.75 | 7 |  |  | 327.25 | 327.25 | m3 | 359.975 | 359.975
Base | 46.75 | 1.34 |  |  | 62.645 | 62.645 | m3 | 68.9095 | 68.9095
Geo Textile | 46.75 | 10.65 |  |  | 497.8875 | 497.8875 | m3 | 547.6762 | 547.6762
| Bar Dia. | Nr | Length | Unit Weight | Weight
Reinforcement
Formwork
Dowels
BILL 04 : CATCH-PITS
BILL 05 : SOIL NAILING & HORIZONTAL DRAINS/ Turfing
Mesh & Hydroseeding or Shotcrete
Metalic mesh
~CS 02 | 15.1 | 9 |  |  | 135.9 |  | m | 149.49 | 149.49
CS02 - CS03 | 19.61 | 8.5 |  |  | 166.685 |  | m | 183.3535 | 183.3535
CS03~ | 36.76 | 8 |  |  | 294.08 |  | m | 323.488 | 323.488
656.3315
Turfing
Reshaping Area
~CS02 | 17.47 | 3.1 |  |  | 54.157 |  | m | 59.5727 | 59.5727
CS02 - CS03 | 18.1 | 8.125 |  |  | 147.0625 |  | m | 161.7688 | 161.7688
CS03 - CS06 | 45.59 | 10.4 |  |  | 474.136 |  | m | 521.5496 | 521.5496
CS06~ | 16.8 | 7.65 |  |  | 128.52 |  | m | 141.372 | 141.372
884.2631
Soil nails
32mm dia
10m | 8 |  |  | 106 | 848 |  | m |  | 848
12m | 6 |  |  | 24 | 144 |  | m |  | 144
992
Grid Beam
H | 269.55 |  |  |  | 269.55 | 269.55 | m | 296.505 | 326.1555
V | 195.78 |  |  |  | 195.78 | 195.78 | m | 215.358 | 236.8938
563.0493
Horizontal drain
90mm | 15 |  |  | 11 | 165 |  | m |  | 165
165
Boundery Beams
| 154.15 |  |  |  | 154.15 |  | m | 169.565 | 169.565

## Drains84 (hidden)
Drain Type | Width W(mm) | Height H(mm) | Thickness t(mm) | Screed |  | Reinforcement / Spacing |  |  | Energy Breakers | Cascade Steps
|  |  |  | Thickness t(mm) | T (mm) | Vertical | T (mm) | Horizontal | Spacing (m) | Width | Height
DS (M) - A | 0.3 | 0.3 | 0.1 | 0.05 | 10 | 0.2 | 10 | 0.25 | 3 | [8 empty] | w
H
DS (M) - B | 0.45 | 0.45 | 0.1 | 0.05 | 10 | 0.2 | 10 | 0.25 | 3
DS (M) - C | 0.6 | 0.6 | 0.1 | 0.05 | 10 | 0.2 | 10 | 0.25 | 3
DS (M) - D | 0.75 | 0.75 | 0.125 | 0.05 | 10 | 0.2 | 10 | 0.25 | 3
DS (M) - E | 0.9 | 0.9 | 0.15 | 0.05 | 10 | 0.175 | 10 | 0.25 | 3 | [10 empty] | t
DS (M) - F | 1 | 1 | 0.15 | 0.05 | 10 | 0.175 | 10 | 0.25 | 3 | [10 empty] | Screed
DS (M) - P | 0.3 | 0.3 | 0.1 | 0.05 | 10 | 0.2 | 10 | 0.25 | 3
DS (M) - Q | 0.6 | 0.6 | 0.1 | 0.05 | 10 | 0.2 | 10 | 0.25 | 3
DS (B) - A (Type I) | 0.3 | 0.3 | 0.1 | 0.05 | 10 | 0.25 | 10 | 0.25 | 0
Berm | 1.5 |  | 0.1 |  | 10 | 0.25 | 10 | 0.15
DS (B) - B (Type I) | 0.45 | 0.45 | 0.1 | 0.05 | 10 | 0.25 | 10 | 0.25 | 0
Berm | 1.5 |  | 0.1 |  | 10 | 0.25 | 10 | 0.15
DS (B) - C (Type I) | 1 | 0.15 | 0.1 | 0.05 | 10 | 0.25 | 10 | 0.25 | 0
Berm | 1.5 |  | 0.1 |  | 10 | 0.25 | 10 | 0.15
DS (K) - A | 1 | 0.2 | 0.1 | 0.05 | 10 | 0.25 | 10 | 0.25 | 0
DS (K) - B | 1 | 0.3 | 0.1 | 0.05 | 10 | 0.25 | 10 | 0.25 | 0
DS(M) - L Type I | 0.6 | 0.6 | 0.15 | 0.05 | 10 | 0.25 | 10 | 0.25 | 0
DS(M) - L Type II | 0.8 | 0.8 | 0.15 | 0.05 | 10 | 0.25 | 10 | 0.25 | 0
DS(L) - A | 1 | 0.6 | 0.1 | 0.05 | 10 | 0.25 | 10 | 0.25 | 3
DS(L) - B | 1 | 0.8 | 0.125 | 0.05 | 10 | 0.25 | 10 | 0.25 | 3
DS(L) - C | 1 | 1 | 0.125 | 0.05 | 10 | 0.25 | 10 | 0.25 | 3
DS(L) - D | 1 | 1 | 0.125 | 0.05 | 10 | 0.25 | 10 | 0.25 | 3
DS(C) - A (Type I) | 0.45 | 0.45 | 0.1 | 0.05 | 10 | 0.25 | 10 | 0.25 |  | 0.275 | 0.275
DS(C) - B (Type I) | 0.45 | 0.6 | 0.1 | 0.05 | 10 | 0.25 | 10 | 0.25 |  | 0.275 | 0.275
DS(C) - C (Type I) | 0.6 | 0.6 | 0.1 | 0.05 | 10 | 0.25 | 10 | 0.25 |  | 0.275 | 0.275
DS(C) - D (Type I) | 0.8 | 0.8 | 0.1 | 0.05 | 10 | 0.25 | 10 | 0.25 |  | 0.275 | 0.275
DS(C) - E (Type I) | 1 | 1 | 0.125 | 0.05 | 10 | 0.25 | 10 | 0.25 |  | 0.275 | 0.275
DS(C) - A (Type II) | 0.45 | 0.45 | 0.1 | 0.05 | 10 | 0.25 | 10 | 0.25 |  | 0.9 | 0.45
DS(C) - B (Type II) | 0.45 | 0.6 | 0.1 | 0.05 | 10 | 0.25 | 10 | 0.25 |  | 0.9 | 0.45
DS(C) - C (Type II) | 0.6 | 0.6 | 0.1 | 0.05 | 10 | 0.25 | 10 | 0.25 |  | 0.9 | 0.45
DS(C) - D (Type II) | 0.8 | 0.8 | 0.1 | 0.05 | 10 | 0.25 | 10 | 0.25 |  | 0.9 | 0.45
DS(C) - E (Type II) | 1 | 0.75 | 0.125 | 0.05 | 10 | 0.25 | 10 | 0.25 |  | 0.9 | 0.45
[9 empty] | Outer FW % | Y10 RF
Drains | [8 empty] | 100% | V |  |  | H |  |  | Total
|  | Nos | Length |  | SC | Exc | C15 | C25 | FW | No's |  | Length | No's |  | Length | Length | Weight
Cut off Drains | DS-M-A |  | 130.11 |  | 260.22 | 29.2748 | 3.2528 | 14.3121 | 182.154 | 651.55 | 652 | 1.06 | 5.24 | 6 | 140.9525 | 1536.835 | 948.6636 | T10
| Energy Breakers | 44 | [5 empty] | 0.061875 | 2.046 | 44 | 44 | 0.39 |  |  |  | 17.16 | 10.5926 | T10 | 959.2562
Cut off Drains | DS-M-B |  | 96.6 |  | 352.59 | 37.674 | 3.1395 | 14.973 | 193.2 | 484 | 484 | 1.51 | 7.04 | 8 | 104.65 | 1568.04 | 967.9259 | T10
| Energy Breakers | 33 | [5 empty] | 0.069609 | 2.3018 | 33 | 33 | 0.54 |  |  |  | 17.82 | 11 | T10 | 978.9259
Cut off Drains | DS-M-C |  | 128.4 |  | 487.92 | 77.04 | 5.136 | 25.68 | 333.84 | 643 | 643 | 1.96 | 8.84 | 9 | 139.1 | 2512.18 | 1550.7284 | T10
| Energy Breakers | 43 | [5 empty] | 0.12094 | 3.999 | 43 | 43 | 0.69 |  |  |  | 29.67 | 18.3148 | T10 | 1569.0432
Cut off Drains | DS-M-R |  | 100.04 |  | 250.1 | 92.537 | 5.002 | 31.2625 | 325.13 | 501.2 | 502 | 2.51 | 11.04 | 12 | 108.3767 | 2560.54 | 1580.5802 | T10
| Energy Breakers | 34 | [5 empty] | 0.11953 | 3.9525 | 34 | 34 | 0.84 |  |  |  | 28.56 | 17.6296 | T10 | 1598.2099
Cut off Drains | DS-M-D |  | 73.95 |  | 184.875 | 68.4038 | 3.6975 | 23.1094 | 240.3375 | 370.75 | 371 | 2.51 | 11.04 | 12 | 80.1125 | 1892.56 | 1168.2469 | T10
| Energy Breakers | 25 | [5 empty] | 0.087891 | 2.9062 | 25 | 25 | 0.84 |  |  |  | 21 | 12.963 | T10
Subsuface Drain
| PVC Pipe |  | 81.345
| Aggrigate |  | 22.2556
Cut off Drains | DS-M-E |  | 225.5 |  | 608.85 | 297.66 | 13.53 | 101.475 | 879.45 | 1289.5714 | 1290 | 3.06 | 13.24 | 14 | 244.2917 | 7367.4833 | 4547.8292 | T10
| Energy Breakers | 76 | [5 empty] | 0.32063 | 10.602 | 76 | 76 | 0.99 |  |  |  | 75.24 | 46.4444 | T10
Cut off Drains | DS-M-F |  | 93.98 |  | 404.114 | 146.6088 | 6.1087 | 46.5201 | 404.114 | 538.0286 | 539 | 3.36 | 14.44 | 15 | 101.8117 | 3338.215 | 2060.6265 | T10
| Energy Breakers | 32 | [5 empty] | 0.15 | 4.96 | 32 | 32 | 1.09 |  |  |  | 34.88 | 21.5309 | T10
Cut off Drains | DS-M-P |  | 225.5 |  | 451 | 56.375 | 5.6375 | 27.06 | 338.25 | 1128.5 | 1129 | 1.16 | 5.64 | 6 | 244.2917 | 2775.39 | 1713.2037 | T10
| Energy Breakers | 76 | [5 empty] | 0.10687 | 3.534 | 76 | 76 | 0.39 |  |  |  | 29.64 | 18.2963 | T10
Cut off Drains | DS-M-Q |  | 45.771 |  | 105.2733 | 29.2934 | 1.8308 | 9.6119 | 123.5817 | 229.855 | 230 | 2.06 | 9.24 | 10 | 49.5853 | 969.6525 | 598.5509 | T10
| Energy Breakers | 16 | [5 empty] | 0.045 | 1.488 | 16 | 16 | 0.69 |  |  |  | 11.04 | 6.8148 | T10
Cut off Drains | DS-B-A |  | 96.9 |  | 339.15 | 24.225 | 2.4225 | 11.628 | 145.35 | 388.6 | 389 | 1.16 | 5.64 | 6 | 104.975 | 1081.09 | 667.3395 | T10
| Berm |  | 96.9 |  | 339.15 | 14.535 |  | 14.535 | 9.69 | 388.6 | 389 | 1.46 | 10.7333 | 11 | 104.975 | 1722.665 | 1063.3735 | T10 | 1730.713
Cut off Drains | DS-B-B |  | 225.5 |  | 259.325 | 95.2738 | 7.3288 | 37.2075 | 473.55 | 903 | 903 | 1.61 | 7.44 | 8 | 244.2917 | 3408.1633 | 2103.8045 | T10
| Berm |  | 225.5 |  | 451 | 33.825 |  | 33.825 | 22.55 | 903 | 903 | 1.46 | 10.7333 | 11 | 244.2917 | 4005.5883 | 2472.5854 | T10
Cut off Drains | DS-B-C |  | 225.5 |  | 383.35 | 94.71 | 13.53 | 36.08 | 202.95 | 903 | 903 | 1.56 | 7.24 | 8 | 244.2917 | 3363.0133 | 2075.9342 | T10
| Berm |  | 225.5 |  | 451 | 33.825 |  | 33.825 | 22.55 | 903 | 903 | 1.46 | 10.7333 | 11 | 244.2917 | 4005.5883 | 2472.5854 | T10
Cut off Drains | DS-K-A |  | 312.66 |  | 343.926 | 34.3926 | 17.1963 | 40.6458 | 187.596 | 1251.64 | 1252 | 1.24 | 5.96 | 6 | 338.715 | 3584.77 | 2212.821 | T10
Cut off Drains | DS-K-B |  | 225.5 |  | 248.05 | 24.805 | 12.4025 | 31.57 | 180.4 | 903 | 903 | 1.34 | 6.36 | 7 | 244.2917 | 2920.0617 | 1802.5072 | T10
Cut off Drains | DS-M-L (Type I) |  | 81.82 |  | 196.368 | 81.0018 | 3.6819 | 33.1371 | 270.006 | 328.28 | 329 | 6.2 | 23 | 23 | 88.6383 | 4078.4817 | 2517.5813 | T10
Cut off Drains | DS-M-L (Type II) |  | 225.5 |  | 586.3 | 322.465 | 12.4025 | 111.6225 | 924.55 | 903 | 903 | 7.4 | 27 | 27 | 244.2917 | 13278.075 | 8196.3426 | T10
Cut off Drains | DS-L-A |  | 100 |  | 270 | 84 | 6 | 24 | 260 | 401 | 401 | 2.36 | 10.44 | 11 | 108.3333 | 2138.0267 | 1319.7695 | T10
| Energy Breakers | 34 | [5 empty] | 0.15937 | 5.27 | 34 | 34 | 1.01 |  |  |  | 34.34 | 21.1975 | T10
Cut off Drains | DS-L-B |  | 74.7586 |  | 205.5863 | 84.1035 | 4.6724 | 26.6328 | 257.9173 | 300.0346 | 301 | 2.86 | 12.44 | 13 | 80.9885 | 1913.7109 | 1181.303 | T10
| Energy Breakers | 25 | [5 empty] | 0.11719 | 3.875 | 25 | 25 | 1.01 |  |  |  | 25.25 | 15.5864 | T10
Cut off Drains | DS-L-C |  | 100 |  | 275 | 137.5 | 6.25 | 40.625 | 425 | 401 | 401 | 6.96 | 26.08 | 27 | 108.3333 | 5715.96 | 3528.3704 | T10
| Energy Breakers | 34 | [5 empty] | 0.15937 | 5.27 | 34 | 34 | 1.01 |  |  |  | 34.34 | 21.1975 | T10
Cut off Drains | DS-L-D |  | 100 |  | 275 | 137.5 | 6.25 | 40.625 | 425 | 401 | 401 | 6.96 | 26.08 | 27 | 108.3333 | 5715.96 | 3528.3704 | T10
| Energy Breakers | 34 | [5 empty] | 0.15937 | 5.27 | 34 | 34 | 1.01 |  |  |  | 34.34 | 21.1975 | T10
Type I-Cascade Drains | DS-C-A |  | 44.65 |  | 73.6725 | 7.9812 | 1.4511 | 7.1886 | 89.3 | 179.6 | 180 | 1.51 | 7.04 | 8 | 48.3708 | 658.7667 | 406.6461 | T10
| Steps | 115 | [5 empty] | 0.24258 | 14.2313 |  | 0 |  |  |  |  | 0 | 0
| Dowels | 45
Type I-Cascade Drains | DS-C-B |  | 80 |  | 132 | 18.2 | 2.6 | 15.28 | 208 | 321 | 321 | 1.81 | 8.24 | 9 | 86.6667 | 1361.01 | 840.1296 | T10
| Steps | 206 | [5 empty] | 0.43453 | 25.4925 |  | 0 |  |  |  |  | 0 | 0 |  | 840.1296
| Dowels | 80
Type I-Cascade Drains | DS-C-C |  | 73.25 |  | 131.85 | 20.51 | 2.93 | 15.0895 | 190.45 | 294 | 294 | 1.96 | 8.84 | 9 | 79.3542 | 1290.4275 | 796.5602 | T10
| Steps | 189 | [5 empty] | 0.53156 | 31.185 |  | 0 |  |  |  |  | 0 | 0
| Dowels | 74
Type I-Cascade Drains | DS-C-D |  | 8.6 |  | 17.2 | 3.87 | 0.43 | 2.2876 | 29.24 | 35.4 | 36 | 2.56 | 11.24 | 12 | 9.3167 | 203.96 | 125.9012 | T10
| Steps | 23 | [5 empty] | 0.08625 | 5.06 |  | 0 |  |  |  |  | 0 | 0
| Dowels | 9
Type I-Cascade Drains | DS-C-E |  | 13.83 |  | 31.1175 | 9.5081 | 0.86438 | 5.7222 | 58.7775 | 56.32 | 57 | 3.26 | 14.04 | 15 | 14.9825 | 410.5575 | 253.4306 | T10
| Steps | 36 | [5 empty] | 0.16875 | 9.9 |  | 0 |  |  |  |  | 0 | 0
| Dowels | 14
Type II-Cascade Drains | DS-C-A |  | 100 |  | 165 | 20.25 | 5.85 | 20.925 | 200 | 541 | 541 | 1.51 | 7.04 | 8 | 137.5833 | 1917.5767 | 1183.6893 | T10
| Steps | 100
| Dowels | 100
Type II-Cascade Drains | DS-C-B |  | 28.19 |  | 46.5135 | 5.8725 | 1.6965 | 7.2428 | 73.294 | 157.6 | 158 | 1.81 | 8.24 | 9 | 39.8992 | 645.0725 | 398.1929 | T10
| Steps | 29
| Dowels | 29
Type II-Cascade Drains | DS-C-C |  | 100 |  | 180 | 20.25 | 7.2 | 27 | 260 | 541 | 541 | 1.96 | 8.84 | 9 | 137.5833 | 2298.61 | 1418.8951 | T10
| Steps | 100
| Dowels | 100
Type II-Cascade Drains | DS-C-D |  | 100 |  | 200 | 20.25 | 9 | 35.1 | 340 | 541 | 541 | 2.56 | 11.24 | 12 | 137.5833 | 3035.96 | 1874.0494 | T10
| Steps | 100
| Dowels | 100
Type II-Cascade Drains | DS-C-F |  | 88.0928 |  | 198.2088 | 17.82 | 12.375 | 40.8375 | 286.3017 | 476.2 | 477 | 2.76 | 12.04 | 13 | 121.0733 | 2890.4733 | 1784.2428 | T10
| Steps | 88 | [5 empty] | 0.4125 | 39.6
| Dowels | 89
[5 empty] | L | W/Area | No
DS-M-C
Drain Length With Cover Slb area
Cover Slab
Letgth | 0.5
No. of C.Slabs | 0
G25 | 0 |  | 159.75 Area
Formwork | 0
Reinforcment | 2.12 | 5 | 0 | 1.1 | 0
| 0.5 | 12 | 0 | 1.1 | 0
[5 empty] | 0 | 0.617 |  | 0
Steel Grating
| L | W |  | m2
DS(M)A | 130.11 | 0.5 |  | 65.055 | 1.1 | 71.5605
Note on L79: Adminis Varies
Note on L83: Adminis Varies
Note on L87: Adminis Varies
Note on L91: Adminis Varies
Note on L95: Adminis Varies
Note on C148: Administrator: H takes as 600 mm
Note on C150: Administrator: H takes as 600 mm
Note on J164: Administrator: has added 60mm to height of base concrete
Note on J168: Administrator: has added 60mm to height of base concrete
Note on J172: Administrator: has added 60mm to height of base concrete
Note on J176: Administrator: has added 60mm to height of base concrete
Note on J180: Administrator: has added 60mm to height of base concrete

## Sheet84 (hidden)
Site 84
Drain |  | Length | Nailing Area | CS Length | Mesh
DS M B |  | 96.6 | ~CS 02 | 15.1 | 9
DS M C |  | 128.4 | CS02 - CS03 | 19.61 | 8.5
DS C B |  | 80 | CS03~ | 36.76 | 8
DS B A Type I |  | 96.9
|  |  | Backfilling | CS Length | Vegitation | Backfill (Gabion) | Excavation (Gabion) | Reshaping | Clearing
Gabion Wall T1 |  | 57.75 | ~CS02 | 17.47 | 3.1 | 5.58 | 11.1 | 13.5 | 15.83
Gabion Wall T2 |  | 46.75 | CS02 - CS03 | 18.1 | 8.125 | 7.5 | 12.015 | 16.65 | 21.545
|  |  | CS03 - CS06 | 45.59 | 10.4 | 7.5 | 11.805 | 17.025 | 19.77
Boundary Beam |  | 154.15 | CS06~ | 16.8 | 7.65 | 5.58 | 10.68 | 14.25 | 12.28
Grid Beams | H | 269.55
| V | 195.78
Nail 32 dia |  | Length
106 |  | 10m
24 |  | 12m
H Drain
11 |  | 15m

## Bill No. 4
LOT -05 - BILLS OF QUANTITIES
BILL NO. 04 - REDUCTION OF LANDSLIDE VULNERABILITY BY MITIGATION MEASURES BETWEEN 17/5 ~ 18/1 CULVERTS ON PELAWATTA - NELUWA ROAD (B363) (SITE NO. 87)
| DESCRIPTION | AMOUNT (Rs.)
BILL No. 4.1 - SITE CLEARING
BILL No. 4.2 - EARTHWORKS
BILL No. 4.3 - STRUCTURE CONSTRUCTION
BILL No. 4.4 - SOIL NAILING AND HORIZONTAL DRAINS
BILL No. 4.5 - INCIDENTIAL CONSTRUCTION
SUB TOTAL CARRIED TO GRAND SUMMARY

## Bill 4.1
BILL No. 4.1 - SITE CLEARING |  |  | BILL NO. 04 - REDUCTION OF LANDSLIDE VULNERABILITY BY MITIGATION MEASURES BETWEEN 17/5 ~ 18/1 CULVERTS ON PELAWATTA - NELUWA ROAD (B363) (SITE NO. 87)
BOQ ITEM | PAY ITEM | DESCRIPTION | UNIT | QTY | RATE | AMOUNT (Rs)
4.1.1 |  | CLEARING AND GRUBBING |  |  |  |  | Drain | Reshaping Gabion & Nailing
4.1.1.1 | 201(1) | Clearing and grubbing inclusive of backfilling holes and trenches caused by removal of stumps and boulders | m2 | 2100 |  |  | 334.45 | 1676.19 | 2010.64
4.1.1.2 | 201(2) | Removal of trees: 300 ≤ Girth < 600 mm | nr | 40 |  |  | ROUGH QTY
4.1.1.3 | 201(3) | Removal of trees: 600 ≤ Girth < 1,200 mm | nr | 35
4.1.1.4 | 201(4) | Removal of trees: 1,200 ≤ Girth < 2,000 mm | nr | 10
4.1.1.5 | 201(5) | Removal of trees: 2,000 < Girth mm | nr | 10
4.1.1.6 | 201(6) | Removal of stumps of previously fallan trees; 300≤ Girth< 600mm | nr | 15
4.1.1.7 | 201(10) | Removal of overhanging branches: 300 ≤ Girth | nr | 10 | [5 empty] | 0
4.1.2 |  | REMOVAL OF EXISTING STRUCTURES
4.1.2.1 | 202(1) | Dismantle and remove rubble / brick masonry structures | m3 | 10
4.1.2.2 | 202(3) | Dismantle and remove concrete (R/F or mass) structures | m3 | 10
Total of Bill No 4.1 - Site Clearing (Transfer to Summary of Bills of Quantities)

## Bill 4.2
BILL No. 4.2 - EARTHWORKS |  |  | BILL NO. 04 - REDUCTION OF LANDSLIDE VULNERABILITY BY MITIGATION MEASURES BETWEEN 17/5 ~ 18/1 CULVERTS ON PELAWATTA - NELUWA ROAD (B363) (SITE NO. 87)
BOQ ITEM | PAY ITEM | DESCRIPTION | UNIT | QTY | RATE | AMOUNT (Rs)
4.2.1 |  | SIDE SLOPE EXCAVATION OR TRIMMING
4.2.1.1 | 301(1) | Excavation of slope up to required angle (suitable & unsuitable soils including soft rock) | m3 | 1920 |  |  | 1919.55
4.2.1.2 | 301(2) | Excavation– Boulders (0.25 m3-1.0 m3) - Provisional Quantity | m3 | 100 |  |  | ROUGH QTY
4.2.1.3 | 301(3) | Excavation (chemical blasting) of Hard rock > 1.0 m3 (Provisional Quantity) | m3 | 60
4.2.1.4 | 301(5) | Disposal of excess soils away from site( provisional Qty.) | m3 | 1920 |  |  | 1920
4.2.2 |  | EXCAVATION AND BACKFILL FOR STRUCTURES
4.2.2.1 | 302(1) | Excavation for Drains and Catch pits, soil suitable for filling including soft rock for reuse(Rate shall include Excavation & Backfill for the working space) | m3 | 115 |  |  | 113.2025
4.2.2.2 | 302(1) | Excavation for Gabian Wall, soil suitable for filling including soft rock for reuse(Rate shall include Excavation & Backfill for the working space) | m3 | 842 |  |  | 841.592
4.2.2.3 | 302(6) | Backfill behind the Gabian Wall with suitable existing soil for structures.(Rate shall include for necessary compaction.) | m3 | 441 |  |  | 440.3001
4.2.2.4 | 302(2) | Excavation of Boulders - 0.25 m3 - 1.0 m3 (Provisional Quantity) | m3 | 25 |  |  | ROUGH QTY
4.2.2.5 | 302(3) | Excavation (chemical blasting) of Hard rock > 1.0 m3 (Provisional Quantity) | m3 | 30
4.2.2.6 | 302(7) | Disposal of excess soils away from site | m3 | 516 |  |  | 516
Total of Bill No 4.2 - Earthworks (Transfer to Summary of Bills of Quantities)

## Bill4.3
BILL No. 4.3 - STRUCTURE CONSTRUCTION |  |  | BILL NO. 04 - REDUCTION OF LANDSLIDE VULNERABILITY BY MITIGATION MEASURES BETWEEN 17/5 ~ 18/1 CULVERTS ON PELAWATTA - NELUWA ROAD (B363) (SITE NO. 87)
BOQ ITEM | PAY ITEM | DESCRIPTION | UNIT | QTY | RATE | AMOUNT (Rs)
4.3.1 |  | DS(M)-B DRAIN
4.3.1.1 | 601(1) | Concrete C15/20 for beds poured on or against earth or un-blinded hardcore | m3 | 3 |  |  | 2.405
4.3.1.2 | 601(3) | Concrete C25/20 for walls and base of drains. Rate shall include expansion joints | m3 | 12 |  |  | 11.5227
4.3.1.3 | 602(1) | Tor – Steel reinforcement | kg | 750 |  |  | 750.0267
4.3.1.4 | 605(1) | Formwork for concrete sides of drains plain smooth finish | m2 | 150 |  |  | 149.7438
4.3.2 |  | DS(M)-C DRAIN
4.3.2.1 | 601(1) | Concrete C15/20 for beds poured on or against earth or un-blinded hardcore | m3 | 4 |  |  | 3.126
4.3.2.2 | 601(3) | Concrete C25/20 for walls and base of drains. Rate shall include expansion joints | m3 | 16 |  |  | 15.7059
4.3.2.3 | 602(1) | Tor – Steel reinforcement | kg | 960 |  |  | 956.1188
4.3.2.4 | 605(1) | Formwork for concrete sides of drains plain smooth finish | m2 | 206 |  |  | 205.701
4.3.3 |  | DS(C)-B CASCADE DRAIN
4.3.3.1 | 601(1) | Concrete C15/20 for beds poured on or against earth or un-blinded hardcore | m3 | 2 |  |  | 1.2675
4.3.3.2 | 601(3) | Concrete C25/20 for walls and base of drains. Rate shall include expansion joints | m3 | 8 |  |  | 7.662
4.3.3.3 | 602(1) | Tor – Steel reinforcement | kg | 411 |  |  | 410.1358
4.3.3.4 | 605(1) | Formwork for concrete sides of drains plain smooth finish | m2 | 114 |  |  | 113.8987
4.3.4 |  | DS(B)-A BERM DRAIN
4.3.4.1 | 601(1) | Concrete C15/20 for beds poured on or against earth or un-blinded hardcore | m3 | 2 |  |  | 1.7863
4.3.4.2 | 601(3) | Concrete C25/20 for walls and base of drains. Rate shall include expansion joints | m3 | 20 |  |  | 19.2915
4.3.4.3 | 602(1) | Tor – Steel reinforcement | kg | 1277 |  |  | 1276.4264
4.3.4.4 | 605(1) | Formwork for concrete sides of drains plain smooth finish | m2 | 115 |  |  | 114.32
4.3.5 |  | HOT DIPPED GALVANIZED MILD STEEL DOWELS
4.3.5.1 | 606(1) | Supply and install (16 mm dia. ) hot dipped galvanized mild steel grouted dowels | m | 39 |  |  | 39
4.3.6 |  | GABION WALL
4.3.6.1 | 503(1) | Gabion wall (PVC coated galvanized wire) | m3 | 359 |  |  | 358.083
4.3.6.2 | 503(2) | Filter fabric/Geotextile | m2 | 653 |  |  | 652.5068
4.3.6.3 | 503 (3) | Base preperation for gabion wall with 6" x 9" Rubble | m3 | 80 |  |  | 79.574
Total of Bill No 4.3 - Structure Construction (Transfer to Summary of Bills of Quantities)

## Bill 4.4
BILL No. 4.4 - SOIL NAILING AND HORIZONTAL DRAINS |  |  | BILL NO. 04 - REDUCTION OF LANDSLIDE VULNERABILITY BY MITIGATION MEASURES BETWEEN 17/5 ~ 18/1 CULVERTS ON PELAWATTA - NELUWA ROAD (B363) (SITE NO. 87)
BOQ ITEM | PAY ITEM | DESCRIPTION | UNIT | QTY | RATE | AMOUNT (Rs)
Note : Dowels will be used for fixing wire mesh and boundary beams whenever necessary and will be paid seperately
4.4.1 |  | SOIL NAILING
4.4.1.1 | 701(1) | Temporary working platform for soil nailing works | LS
4.4.1.2 | 701(2)b | 32mm dia. soil nails (less than or equal to 12m length) inserted into 125mm dia. bore hole with grouting | m | 716 |  |  | 716
4.4.1.3 | 701(4)c | Coated metallic mesh Method including connecting clips and other necessary accessories as per detailed drawings of soil nailing | m2 | 460 |  |  | 456.5331
4.4.1.4 | 701(9) | Grid beam (250x250)-concrete C 30/20 grid beams with nail heads including slope preparation, excavation, formwork, RF and dowels. | m | 463 |  |  | 462.6435
4.4.1.5 | 701(6) | Concrete C30/20 boundary beams including slope preparation, excavation, formwork and reinforcement | m | 116 |  |  | 115.775
4.4.1.6 | 606(1) | Supply and install (16 mm dia. ) hot dipped galvanized mild steel grouted dowels | m | 90
4.4.1.7 | 701(10) | Pull-Out test for test nails | No | 6 |  |  | 5.3
4.4.2 |  | HORIZONTAL DRAINS
4.4.2.1 | 702(1) | 90mm dia Long Drain with perforated type 1000 PVC pipes . Rate shall include for drilling and associated work and disposal of driled material away from the site as directed by the Engineer. | m | 80 |  |  | 80
Total of Bill No 4.4 - Soil Nailing and Horizontal Draining (Transfer to Summary of Bills of Quantities)

## Bill 4.5
BILL No. 4.5 - INCIDENTIAL CONSTRUCTION |  |  | BILL NO. 04 - REDUCTION OF LANDSLIDE VULNERABILITY BY MITIGATION MEASURES BETWEEN 17/5 ~ 18/1 CULVERTS ON PELAWATTA - NELUWA ROAD (B363) (SITE NO. 87)
BOQ ITEM | PAY ITEM | DESCRIPTION | UNIT | QTY | RATE | AMOUNT (Rs)
4.5.1 |  | GRASSING/PLANTING
4.5.1.1 | 701(5) | Coir mesh | m2 | 460 |  |  | 456.5331
4.5.1.2 | 502(1) | Turfing/Planting/Seeding on slope stabilized surface and regular maintenane for three months | m2 | 460 |  |  | 456.5331
4.5.1.3 | 502(2) | Turfing as directed by the Engineer, and regular maintanance for three months | m2 | 780 |  |  | 779.0387
Total of Bill No 4.5 - Incidential Construction (Transfer to Summary of Bills of Quantities)

## QTY87 (hidden)
REDUCTION OF LANDSLIDE VULNERABILITY BY MITIGATION MEASURES SITE NO.87 - QUANTITY CALCULATION
| L / Area | W / Space | H | Nr | Qty | Qty-Total | Unit | Add 10% | Rounded
BILL 02 : SITE CLEARING
Clearing and grubbing
Reshaping & Gabion
~CS01 | 5.55 | 18.12 |  |  | 100.566 |  | m3 | 110.6226 | 110.63
CS01 - CS02 | 10.47 | 17.195 |  |  | 180.0317 |  | m3 | 198.0348 | 198.04
CS02 - CS03 | 10.32 | 19.21 |  |  | 198.2472 |  | m3 | 218.0719 | 218.08
CS03 - CS04 | 9.98 | 22.52 |  |  | 224.7496 |  | m3 | 247.2246 | 247.23
CS04 - CS05 | 11.73 | 24.535 |  |  | 287.7955 |  | m3 | 316.5751 | 316.58
CS05 - CS06 | 12.92 | 25.845 |  |  | 333.9174 |  | m3 | 367.3091 | 367.31
CS06~ | 7.78 | 25.51 |  |  | 198.4678 |  | m3 | 218.3146 | 218.32
1676.19
BILL 03 : EARTHWORKS
Excavation - suitable soil
Excavation and disposal - unsuitable soil
Side Slope Excavation
Reshaping and Trimming
~CS01 | 5.55 | 25.7 |  |  | 142.635 |  | m3 | 156.8985 | 156.9
CS01 - CS02 | 10.47 | 21.38 |  |  | 223.8486 |  | m3 | 246.2335 | 246.24
CS02 - CS03 | 10.32 | 19.975 |  |  | 206.142 |  | m3 | 226.7562 | 226.76
CS03 - CS04 | 9.98 | 30.39 |  |  | 303.2922 |  | m3 | 333.6214 | 333.63
CS04 - CS05 | 11.73 | 30.075 |  |  | 352.7798 |  | m3 | 388.0577 | 388.06
CS05 - CS06 | 12.92 | 24.21 |  |  | 312.7932 |  | m3 | 344.0725 | 344.08
CS06~ | 7.78 | 26.16 |  |  | 203.5248 |  | m3 | 223.8773 | 223.88
1919.55
Excavation for structures- suitable soil
Excavation for structures and disposal - unsuitable soil
Excavation for Structures
Gabion Wall
~CS01 | 5.55 | 6.61 |  |  | 36.6855 | 36.6855 | m3 | 40.3541 | 40.3541
CS01 - CS02 | 10.47 | 9.03 |  |  | 94.5441 | 94.5441 | m3 | 103.9985 | 103.9985
CS02 - CS03 | 10.32 | 11.425 |  |  | 117.906 | 117.906 | m3 | 129.6966 | 129.6966
CS03 - CS04 | 9.98 | 12.005 |  |  | 119.8099 | 119.8099 | m3 | 131.7909 | 131.7909
CS04 - CS05 | 11.73 | 12.83 |  |  | 150.4959 | 150.4959 | m3 | 165.5455 | 165.5455
CS05 - CS06 | 12.92 | 12.19 |  |  | 157.4948 | 157.4948 | m3 | 173.2443 | 173.2443
CS06~ | 7.78 | 11.33 |  |  | 88.1474 | 88.1474 | m3 | 96.9621 | 96.9621
841.592
Back Filling
Gabion Wall
~CS01 | 5.55 | 6.16 |  |  | 34.188 | 34.188 | m3 | 37.6068 | 37.6068
CS01 - CS02 | 10.47 | 5.925 |  |  | 62.0348 | 62.0348 | m3 | 68.2382 | 68.2382
CS02 - CS03 | 10.32 | 5.69 |  |  | 58.7208 | 58.7208 | m3 | 64.5929 | 64.5929
CS03 - CS04 | 9.98 | 5.875 |  |  | 58.6325 | 58.6325 | m3 | 64.4958 | 64.4958
CS04 - CS05 | 11.73 | 5.875 |  |  | 68.9138 | 68.9138 | m3 | 75.8051 | 75.8051
CS05 - CS06 | 12.92 | 5.69 |  |  | 73.5148 | 73.5148 | m3 | 80.8663 | 80.8663
CS06~ | 7.78 | 5.69 |  |  | 44.2682 | 44.2682 | m3 | 48.695 | 48.695
440.3001
BILL 04 : DRAINAGE CONSTRUCTIONS
Lean Concrete C15/20
Concrete C25 / 20
GABION CONSTRUCTIONS
Wall | 72.34 | 4.5 |  |  | 325.53 | 325.53 | m3 | 358.083 | 358.083
Base | 72.34 | 1 |  |  | 72.34 | 72.34 | m3 | 79.574 | 79.574
Geo Textile | 72.34 | 8.2 |  |  | 593.188 | 593.188 | m3 | 652.5068 | 652.5068
| Bar Dia. | Nr | Length | Unit Weight | Weight
Reinforcement
Formwork
Dowels
BILL 04 : CATCH-PITS
BILL 05 : SOIL NAILING & HORIZONTAL DRAINS/ Turfing
Mesh & Hydroseeding or Shotcrete
Metalic mesh
~CS 04 | 9.18 | 10.7 |  |  | 98.226 |  | m | 108.0486 | 108.0486
CS04 - CS05 | 11.73 | 12.085 |  |  | 141.7571 |  | m | 155.9328 | 155.9328
CS05 - CS06 | 12.45 | 14.06 |  |  | 175.047 |  | m | 192.5517 | 192.5517
CS06~ | 7.68 | 14.65 |  |  | 112.512 |  | m | 123.7632 | 123.7632
456.5331
Turfing
Reshaping Area
~CS01 | 5.55 | 11.91 |  |  | 66.1005 |  | m | 72.7105 | 72.7105
CS01 - CS02 | 10.47 | 11.005 |  |  | 115.2223 |  | m | 126.7446 | 126.7446
CS02 - CS03 | 10.32 | 12.38 |  |  | 127.7616 |  | m | 140.5378 | 140.5378
CS03 - CS04 | 9.98 | 16.435 |  |  | 164.0213 |  | m | 180.4234 | 180.4234
CS04 - CS05 | 11.73 | 18.75 |  |  | 219.9375 |  | m | 241.9313 | 241.9313
CS05 - CS06 | 12.92 | 20.375 |  |  | 263.245 |  | m | 289.5695 | 289.5695
CS06~ | 7.78 | 21.46 |  |  | 166.9588 |  | m | 183.6547 | 183.6547
-456.5331
779.0387
Soil nails
32mm dia
8m | 8 |  |  | 40 | 320 |  | m |  | 320
6m | 6 |  |  | 66 | 396 |  | m |  | 396
716
Grid Beam
H | 187.75 |  |  |  | 187.75 | 187.75 | m | 206.525 | 227.1775
V | 194.6 |  |  |  | 194.6 | 194.6 | m | 214.06 | 235.466
462.6435
Horizontal drain
90mm | 20 |  |  | 4 | 80 |  | m |  | 80
80
Boundery Beams
| 105.25 |  |  |  | 105.25 |  | m | 115.775 | 115.775
Turfing Area
~CS03 | 7.55 | 6.77 |  |  | 51.1135 | 51.1135 | m3 | 56.2248 | 56.2248
CS03 - CS01 | 19.85 | 6.15 |  |  | 122.0775 | 122.0775 | m3 | 134.2853 | 134.2853
CS01~ | 16.55 | 5.53 |  |  | 91.5215 | 91.5215 | m3 | 100.6737 | 100.6737
291.1838
Cantilever wall Construction
V shape excavation

## Drains87 (hidden)
Drain Type | Width W(mm) | Height H(mm) | Thickness t(mm) | Screed |  | Reinforcement / Spacing |  |  | Energy Breakers | Cascade Steps
|  |  |  | Thickness t(mm) | T (mm) | Vertical | T (mm) | Horizontal | Spacing (m) | Width | Height
DS (M) - A | 0.3 | 0.3 | 0.1 | 0.05 | 10 | 0.2 | 10 | 0.25 | 3 | [8 empty] | w
H
DS (M) - B | 0.45 | 0.45 | 0.1 | 0.05 | 10 | 0.2 | 10 | 0.25 | 3
DS (M) - C | 0.6 | 0.6 | 0.1 | 0.05 | 10 | 0.2 | 10 | 0.25 | 3
DS (M) - D | 0.75 | 0.75 | 0.125 | 0.05 | 10 | 0.2 | 10 | 0.25 | 3
DS (M) - E | 0.9 | 0.9 | 0.15 | 0.05 | 10 | 0.175 | 10 | 0.25 | 3 | [10 empty] | t
DS (M) - F | 1 | 1 | 0.15 | 0.05 | 10 | 0.175 | 10 | 0.25 | 3 | [10 empty] | Screed
DS (M) - P | 0.3 | 0.3 | 0.1 | 0.05 | 10 | 0.2 | 10 | 0.25 | 3
DS (M) - Q | 0.6 | 0.6 | 0.1 | 0.05 | 10 | 0.2 | 10 | 0.25 | 3
DS (B) - A (Type I) | 0.3 | 0.3 | 0.1 | 0.05 | 10 | 0.25 | 10 | 0.25 | 0
Berm | 1.5 |  | 0.1 |  | 10 | 0.25 | 10 | 0.15
DS (B) - B (Type I) | 0.45 | 0.45 | 0.1 | 0.05 | 10 | 0.25 | 10 | 0.25 | 0
Berm | 1.5 |  | 0.1 |  | 10 | 0.25 | 10 | 0.15
DS (B) - C (Type I) | 1 | 0.15 | 0.1 | 0.05 | 10 | 0.25 | 10 | 0.25 | 0
Berm | 1.5 |  | 0.1 |  | 10 | 0.25 | 10 | 0.15
DS (K) - A | 1 | 0.2 | 0.1 | 0.05 | 10 | 0.25 | 10 | 0.25 | 0
DS (K) - B | 1 | 0.3 | 0.1 | 0.05 | 10 | 0.25 | 10 | 0.25 | 0
DS(M) - L Type I | 0.6 | 0.6 | 0.15 | 0.05 | 10 | 0.25 | 10 | 0.25 | 0
DS(M) - L Type II | 0.8 | 0.8 | 0.15 | 0.05 | 10 | 0.25 | 10 | 0.25 | 0
DS(L) - A | 1 | 0.6 | 0.1 | 0.05 | 10 | 0.25 | 10 | 0.25 | 3
DS(L) - B | 1 | 0.8 | 0.125 | 0.05 | 10 | 0.25 | 10 | 0.25 | 3
DS(L) - C | 1 | 1 | 0.125 | 0.05 | 10 | 0.25 | 10 | 0.25 | 3
DS(L) - D | 1 | 1 | 0.125 | 0.05 | 10 | 0.25 | 10 | 0.25 | 3
DS(C) - A (Type I) | 0.45 | 0.45 | 0.1 | 0.05 | 10 | 0.25 | 10 | 0.25 |  | 0.275 | 0.275
DS(C) - B (Type I) | 0.45 | 0.6 | 0.1 | 0.05 | 10 | 0.25 | 10 | 0.25 |  | 0.275 | 0.275
DS(C) - C (Type I) | 0.6 | 0.6 | 0.1 | 0.05 | 10 | 0.25 | 10 | 0.25 |  | 0.275 | 0.275
DS(C) - D (Type I) | 0.8 | 0.8 | 0.1 | 0.05 | 10 | 0.25 | 10 | 0.25 |  | 0.275 | 0.275
DS(C) - E (Type I) | 1 | 1 | 0.125 | 0.05 | 10 | 0.25 | 10 | 0.25 |  | 0.275 | 0.275
DS(C) - A (Type II) | 0.45 | 0.45 | 0.1 | 0.05 | 10 | 0.25 | 10 | 0.25 |  | 0.9 | 0.45
DS(C) - B (Type II) | 0.45 | 0.6 | 0.1 | 0.05 | 10 | 0.25 | 10 | 0.25 |  | 0.9 | 0.45
DS(C) - C (Type II) | 0.6 | 0.6 | 0.1 | 0.05 | 10 | 0.25 | 10 | 0.25 |  | 0.9 | 0.45
DS(C) - D (Type II) | 0.8 | 0.8 | 0.1 | 0.05 | 10 | 0.25 | 10 | 0.25 |  | 0.9 | 0.45
DS(C) - E (Type II) | 1 | 0.75 | 0.125 | 0.05 | 10 | 0.25 | 10 | 0.25 |  | 0.9 | 0.45
[9 empty] | Outer FW % | Y10 RF
Drains | [8 empty] | 100% | V |  |  | H |  |  | Total
|  | Nos | Length |  | SC | Exc | C15 | C25 | FW | No's |  | Length | No's |  | Length | Length | Weight
Cut off Drains | DS-M-A |  | 130.11 |  | 260.22 | 29.2748 | 3.2528 | 14.3121 | 182.154 | 651.55 | 652 | 1.06 | 5.24 | 6 | 140.9525 | 1536.835 | 948.6636 | T10
| Energy Breakers | 44 | [5 empty] | 0.061875 | 2.046 | 44 | 44 | 0.39 |  |  |  | 17.16 | 10.5926 | T10 | 959.2562
Cut off Drains | DS-M-B |  | 74 |  | 270.1 | 28.86 | 2.405 | 11.47 | 148 | 371 | 371 | 1.51 | 7.04 | 8 | 80.1667 | 1201.5433 | 741.6934 | T10
| Energy Breakers | 25 | [5 empty] | 0.052734 | 1.7438 | 25 | 25 | 0.54 |  |  |  | 13.5 | 8.3333 | T10 | 750.0267
Cut off Drains | DS-M-C |  | 78.15 |  |  | 46.89 | 3.126 | 15.63 | 203.19 | 391.75 | 392 | 1.96 | 8.84 | 9 | 84.6625 | 1530.2825 | 944.6188 | T10
| Energy Breakers | 27 | [5 empty] | 0.075937 | 2.511 | 27 | 27 | 0.69 |  |  |  | 18.63 | 11.5 | T10 | 956.1188
Cut off Drains | DS-M-R |  | 100.04 |  | 250.1 | 92.537 | 5.002 | 31.2625 | 325.13 | 501.2 | 502 | 2.51 | 11.04 | 12 | 108.3767 | 2560.54 | 1580.5802 | T10
| Energy Breakers | 34 | [5 empty] | 0.11953 | 3.9525 | 34 | 34 | 0.84 |  |  |  | 28.56 | 17.6296 | T10 | 1598.2099
Cut off Drains | DS-M-D |  | 73.95 |  | 184.875 | 68.4038 | 3.6975 | 23.1094 | 240.3375 | 370.75 | 371 | 2.51 | 11.04 | 12 | 80.1125 | 1892.56 | 1168.2469 | T10
| Energy Breakers | 25 | [5 empty] | 0.087891 | 2.9062 | 25 | 25 | 0.84 |  |  |  | 21 | 12.963 | T10
Subsuface Drain
| PVC Pipe |  | 81.345
| Aggrigate |  | 22.2556
Cut off Drains | DS-M-E |  | 225.5 |  | 608.85 | 297.66 | 13.53 | 101.475 | 879.45 | 1289.5714 | 1290 | 3.06 | 13.24 | 14 | 244.2917 | 7367.4833 | 4547.8292 | T10
| Energy Breakers | 76 | [5 empty] | 0.32063 | 10.602 | 76 | 76 | 0.99 |  |  |  | 75.24 | 46.4444 | T10
Cut off Drains | DS-M-F |  | 93.98 |  | 404.114 | 146.6088 | 6.1087 | 46.5201 | 404.114 | 538.0286 | 539 | 3.36 | 14.44 | 15 | 101.8117 | 3338.215 | 2060.6265 | T10
| Energy Breakers | 32 | [5 empty] | 0.15 | 4.96 | 32 | 32 | 1.09 |  |  |  | 34.88 | 21.5309 | T10
Cut off Drains | DS-M-P |  | 225.5 |  | 451 | 56.375 | 5.6375 | 27.06 | 338.25 | 1128.5 | 1129 | 1.16 | 5.64 | 6 | 244.2917 | 2775.39 | 1713.2037 | T10
| Energy Breakers | 76 | [5 empty] | 0.10687 | 3.534 | 76 | 76 | 0.39 |  |  |  | 29.64 | 18.2963 | T10
Cut off Drains | DS-M-Q |  | 45.771 |  | 105.2733 | 29.2934 | 1.8308 | 9.6119 | 123.5817 | 229.855 | 230 | 2.06 | 9.24 | 10 | 49.5853 | 969.6525 | 598.5509 | T10
| Energy Breakers | 16 | [5 empty] | 0.045 | 1.488 | 16 | 16 | 0.69 |  |  |  | 11.04 | 6.8148 | T10
Cut off Drains | DS-B-A |  | 71.45 |  |  | 17.8625 | 1.7863 | 8.574 | 107.175 | 286.8 | 287 | 1.16 | 5.64 | 6 | 77.4042 | 797.345 | 492.1883 | T10
| Berm |  | 71.45 |  |  | 10.7175 |  | 10.7175 | 7.145 | 286.8 | 287 | 1.46 | 10.7333 | 11 | 77.4042 | 1270.4658 | 784.2382 | T10 | 1276.4264
Cut off Drains | DS-B-B |  | 225.5 |  | 259.325 | 95.2738 | 7.3288 | 37.2075 | 473.55 | 903 | 903 | 1.61 | 7.44 | 8 | 244.2917 | 3408.1633 | 2103.8045 | T10
| Berm |  | 225.5 |  | 451 | 33.825 |  | 33.825 | 22.55 | 903 | 903 | 1.46 | 10.7333 | 11 | 244.2917 | 4005.5883 | 2472.5854 | T10
Cut off Drains | DS-B-C |  | 225.5 |  | 383.35 | 94.71 | 13.53 | 36.08 | 202.95 | 903 | 903 | 1.56 | 7.24 | 8 | 244.2917 | 3363.0133 | 2075.9342 | T10
| Berm |  | 225.5 |  | 451 | 33.825 |  | 33.825 | 22.55 | 903 | 903 | 1.46 | 10.7333 | 11 | 244.2917 | 4005.5883 | 2472.5854 | T10
Cut off Drains | DS-K-A |  | 312.66 |  | 343.926 | 34.3926 | 17.1963 | 40.6458 | 187.596 | 1251.64 | 1252 | 1.24 | 5.96 | 6 | 338.715 | 3584.77 | 2212.821 | T10
Cut off Drains | DS-K-B |  | 225.5 |  | 248.05 | 24.805 | 12.4025 | 31.57 | 180.4 | 903 | 903 | 1.34 | 6.36 | 7 | 244.2917 | 2920.0617 | 1802.5072 | T10
Cut off Drains | DS-M-L (Type I) |  | 81.82 |  | 196.368 | 81.0018 | 3.6819 | 33.1371 | 270.006 | 328.28 | 329 | 6.2 | 23 | 23 | 88.6383 | 4078.4817 | 2517.5813 | T10
Cut off Drains | DS-M-L (Type II) |  | 225.5 |  | 586.3 | 322.465 | 12.4025 | 111.6225 | 924.55 | 903 | 903 | 7.4 | 27 | 27 | 244.2917 | 13278.075 | 8196.3426 | T10
Cut off Drains | DS-L-A |  | 100 |  | 270 | 84 | 6 | 24 | 260 | 401 | 401 | 2.36 | 10.44 | 11 | 108.3333 | 2138.0267 | 1319.7695 | T10
| Energy Breakers | 34 | [5 empty] | 0.15937 | 5.27 | 34 | 34 | 1.01 |  |  |  | 34.34 | 21.1975 | T10
Cut off Drains | DS-L-B |  | 74.7586 |  | 205.5863 | 84.1035 | 4.6724 | 26.6328 | 257.9173 | 300.0346 | 301 | 2.86 | 12.44 | 13 | 80.9885 | 1913.7109 | 1181.303 | T10
| Energy Breakers | 25 | [5 empty] | 0.11719 | 3.875 | 25 | 25 | 1.01 |  |  |  | 25.25 | 15.5864 | T10
Cut off Drains | DS-L-C |  | 100 |  | 275 | 137.5 | 6.25 | 40.625 | 425 | 401 | 401 | 6.96 | 26.08 | 27 | 108.3333 | 5715.96 | 3528.3704 | T10
| Energy Breakers | 34 | [5 empty] | 0.15937 | 5.27 | 34 | 34 | 1.01 |  |  |  | 34.34 | 21.1975 | T10
Cut off Drains | DS-L-D |  | 100 |  | 275 | 137.5 | 6.25 | 40.625 | 425 | 401 | 401 | 6.96 | 26.08 | 27 | 108.3333 | 5715.96 | 3528.3704 | T10
| Energy Breakers | 34 | [5 empty] | 0.15937 | 5.27 | 34 | 34 | 1.01 |  |  |  | 34.34 | 21.1975 | T10
Type I-Cascade Drains | DS-C-A |  | 44.65 |  | 73.6725 | 7.9812 | 1.4511 | 7.1886 | 89.3 | 179.6 | 180 | 1.51 | 7.04 | 8 | 48.3708 | 658.7667 | 406.6461 | T10
| Steps | 115 | [5 empty] | 0.24258 | 14.2313 |  | 0 |  |  |  |  | 0 | 0
| Dowels | 45
Type I-Cascade Drains | DS-C-B |  | 39 |  | 64.35 | 8.8725 | 1.2675 | 7.449 | 101.4 | 157 | 157 | 1.81 | 8.24 | 9 | 42.25 | 664.42 | 410.1358 | T10
| Steps | 101 | [5 empty] | 0.21305 | 12.4988 |  | 0 |  |  |  |  | 0 | 0 |  | 410.1358
| Dowels | 39
Type I-Cascade Drains | DS-C-C |  | 73.25 |  | 131.85 | 20.51 | 2.93 | 15.0895 | 190.45 | 294 | 294 | 1.96 | 8.84 | 9 | 79.3542 | 1290.4275 | 796.5602 | T10
| Steps | 189 | [5 empty] | 0.53156 | 31.185 |  | 0 |  |  |  |  | 0 | 0
| Dowels | 74
Type I-Cascade Drains | DS-C-D |  | 8.6 |  | 17.2 | 3.87 | 0.43 | 2.2876 | 29.24 | 35.4 | 36 | 2.56 | 11.24 | 12 | 9.3167 | 203.96 | 125.9012 | T10
| Steps | 23 | [5 empty] | 0.08625 | 5.06 |  | 0 |  |  |  |  | 0 | 0
| Dowels | 9
Type I-Cascade Drains | DS-C-E |  | 13.83 |  | 31.1175 | 9.5081 | 0.86438 | 5.7222 | 58.7775 | 56.32 | 57 | 3.26 | 14.04 | 15 | 14.9825 | 410.5575 | 253.4306 | T10
| Steps | 36 | [5 empty] | 0.16875 | 9.9 |  | 0 |  |  |  |  | 0 | 0
| Dowels | 14
Type II-Cascade Drains | DS-C-A |  | 100 |  | 165 | 20.25 | 5.85 | 20.925 | 200 | 541 | 541 | 1.51 | 7.04 | 8 | 137.5833 | 1917.5767 | 1183.6893 | T10
| Steps | 100
| Dowels | 100
Type II-Cascade Drains | DS-C-B |  | 28.19 |  | 46.5135 | 5.8725 | 1.6965 | 7.2428 | 73.294 | 157.6 | 158 | 1.81 | 8.24 | 9 | 39.8992 | 645.0725 | 398.1929 | T10
| Steps | 29
| Dowels | 29
Type II-Cascade Drains | DS-C-C |  | 100 |  | 180 | 20.25 | 7.2 | 27 | 260 | 541 | 541 | 1.96 | 8.84 | 9 | 137.5833 | 2298.61 | 1418.8951 | T10
| Steps | 100
| Dowels | 100
Type II-Cascade Drains | DS-C-D |  | 100 |  | 200 | 20.25 | 9 | 35.1 | 340 | 541 | 541 | 2.56 | 11.24 | 12 | 137.5833 | 3035.96 | 1874.0494 | T10
| Steps | 100
| Dowels | 100
Type II-Cascade Drains | DS-C-F |  | 88.0928 |  | 198.2088 | 17.82 | 12.375 | 40.8375 | 286.3017 | 476.2 | 477 | 2.76 | 12.04 | 13 | 121.0733 | 2890.4733 | 1784.2428 | T10
| Steps | 88 | [5 empty] | 0.4125 | 39.6
| Dowels | 89
[5 empty] | L | W/Area | No
DS-M-C
Drain Length With Cover Slb area
Cover Slab
Letgth | 0.5
No. of C.Slabs | 0
G25 | 0 |  | 159.75 Area
Formwork | 0
Reinforcment | 2.12 | 5 | 0 | 1.1 | 0
| 0.5 | 12 | 0 | 1.1 | 0
[5 empty] | 0 | 0.617 |  | 0
Steel Grating
| L | W |  | m2
DS(M)A | 130.11 | 0.5 |  | 65.055 | 1.1 | 71.5605
Note on L79: Adminis Varies
Note on L83: Adminis Varies
Note on L87: Adminis Varies
Note on L91: Adminis Varies
Note on L95: Adminis Varies
Note on C148: Administrator: H takes as 600 mm
Note on C150: Administrator: H takes as 600 mm
Note on J164: Administrator: has added 60mm to height of base concrete
Note on J168: Administrator: has added 60mm to height of base concrete
Note on J172: Administrator: has added 60mm to height of base concrete
Note on J176: Administrator: has added 60mm to height of base concrete
Note on J180: Administrator: has added 60mm to height of base concrete

## Sheet87 (hidden)
Site 87
Drain |  | Length |  | Nailing Area |  | CS Length | Mesh
DS M B |  | 74 |  | ~CS 04 |  | 9.18 | 10.7
DS M C |  | 78.15 |  | CS04 - CS05 |  | 11.73 | 12.085
DS C B |  | 39 |  | CS05 - CS06 |  | 12.45 | 14.06
DS B A Type I |  | 71.45 |  | CS06~ |  | 7.68 | 14.65
|  |  |  | Backfilling |  | CS Length | Vegitation | Backfill (Gabion) | Excavation (Gabion) | Reshaping | Clearing
Gabion Wall T1 |  |  |  | ~CS01 |  | 5.55 | 11.91 | 6.16 | 6.61 | 25.7 | 18.12
|  |  |  | CS01 - CS02 |  | 10.47 | 11.005 | 5.925 | 9.03 | 21.38 | 17.195
Boundary Beam |  | 105.25 |  | CS02 - CS03 |  | 10.32 | 12.38 | 5.69 | 11.425 | 19.975 | 19.21
|  |  |  | CS03 - CS04 |  | 9.98 | 16.435 | 5.875 | 12.005 | 30.39 | 22.52
Grid Beams | H | 187.75 |  | CS04 - CS05 |  | 11.73 | 18.75 | 5.875 | 12.83 | 30.075 | 24.535
| V | 194.6 |  | CS05 - CS06 |  | 12.92 | 20.375 | 5.69 | 12.19 | 24.21 | 25.845
|  |  |  | CS06~ |  | 7.78 | 21.46 | 5.69 | 11.33 | 26.16 | 25.51
|  | Nail 32 dia | Length | Gabion | Area
|  | 66 | 6m | Wall | 4.5
|  | 40 | 8m | Base | 1
|  | H Drain |  | Geo Textile | 8.2
|  | 4 | 20m

## Bill No. 5
LOT -05 - BILLS OF QUANTITIES
BILL NO. 05 - REDUCTION OF LANDSLIDE VULNERABILITY BY MITIGATION MEASURES AT HEWESSA KANISHTA VIDYALAYA, MATHUGAMA (SITE NO. 89)
| DESCRIPTION | AMOUNT (Rs.)
BILL No. 5.1 - SITE CLEARING
BILL No. 5.2 - EARTHWORKS
BILL No.5.3 - STRUCTURE CONSTRUCTION
SUB TOTAL CARRIED TO GRAND SUMMARY

## Bill 5.1
BILL No. 5.1 - SITE CLEARING |  |  | BILL NO. 05 - REDUCTION OF LANDSLIDE VULNERABILITY BY MITIGATION MEASURES AT HEWESSA KANISHTA VIDYALAYA, MATHUGAMA (SITE NO. 89)
BOQ ITEM | PAY ITEM | DESCRIPTION | UNIT | QTY | RATE | AMOUNT (Rs)
5.1.1 |  | CLEARING & GRUBBING
5.1.1.1 | 201(1) | Clearing and grubbing inclusive of backfilling holes and trenches caused by removal of stumps and boulders (Average depth 150mm) | m2 | 1420 |  |  | 1419.528
5.1.1.2 | 201(2) | Removal of trees: 300 ≤ Girth < 600 mm | nr | 10
5.1.1.3 | 201(3) | Removal of trees: 600 ≤ Girth < 1,200 mm | nr | 10
5.1.1.4 | 201(4) | Removal of trees: 1,200 ≤ Girth < 2,000 mm | nr | 10
5.1.1.5 | 201(5) | Removal of trees: 2,000 < Girth mm | nr | 10
5.1.1.6 | 201(6) | Removal of stumps of previously fallan trees; 300≤ Girth< 600mm | nr | 5
5.1.1.7 | 201(10) | Removal of overhanging branches: 300 ≤ Girth | nr | 5 |  |  |  | 0
5.1.2 |  | REMOVAL OF EXISTING STRUCTURES
5.1.2.1 | 202(1) | Dismantle and remove rubble / brick masonry structures | m3 | 10
5.1.2.2 | 202(3) | Dismantle and remove concrete (R/F or mass) structures | m3 | 10
Total of Bill No 5.1 - Site Clearing (Transfer to Summary of Bills of Quantities)

## Bill 5.2
BILL No. 5.2 - EARTHWORKS |  |  | BILL NO. 05 - REDUCTION OF LANDSLIDE VULNERABILITY BY MITIGATION MEASURES AT HEWESSA KANISHTA VIDYALAYA, MATHUGAMA (SITE NO. 89)
BOQ ITEM | PAY ITEM | DESCRIPTION | UNIT | QTY | RATE | AMOUNT (Rs) |  | Nailing
5.2.1 |  | SIDE SLOPE EXCAVATION OR TRIMMING
5.2.1.1 | 301(1) | Excavation of slope up to required angle (soil suitable for filling and unsuitable for filling including soft rock) | m3 | 90 |  |  | 84.8494 |  | 84.8494
5.2.1.2 | 301(2) | Excavation and disposal of Boulders - 0.25 m3 - 1.0 m3 (Provisional Quantity, rate shall include for backfilling holes ) | m3 | 20
5.2.1.3 | 301(3) | Excavation (chemical blasting) and disposal of Hard rock > 1.0 m3 (Provisional Quantity , rate shall include for backfilling holes ) | m3 | 20
5.2.1.4 | 301(5) | Disposal of excess soils away from site | m3 | 90 |  |  | 0
5.2.2 |  | EXCAVATION AND BACKFILL FOR STRUCTURES
5.2.2.1 | 302(1) | Excavation for Drains and Catch pits, soil suitable for filling including soft rock for reuse(Rate shall include Excavation & Backfill for the working space) | m3 | 135 |  |  | 132.693
5.2.2.2 | 302(1) | Excavation for Resting Type Retaining Wall, soil suitable for filling including soft rock for reuse(Rate shall include Excavation & Backfill for the working space) | m3 | 895 |  |  | 891.7647
5.2.2.3 | 302(6) | Backfill behind the Resting Type Retaining Wall with suitable existing soil.(Rate shall include for necessary compaction.) | m3 | 10 |  |  | 2.8011
5.2.2.4 | 302(2) | Excavation and disposal of Boulders - 0.25 m3 - 1.0 m3 (Provisional Quantity, rate shall include for backfilling holes ) | m3 | 20
5.2.2.5 | 302(3) | Excavation (chemical blasting) and disposal of Hard rock > 1.0 m3 (Provisional Quantity , rate shall include for backfilling holes ) | m3 | 20
5.2.2.6 | 302(7) | Disposal of excess soils away from site | m3 | 1020 |  |  | 1020
Total of Bill No 5.2 - Earthworks (Transfer to Summary of Bills of Quantities)

## Bill 5.3
BILL No.5.3 - STRUCTURE CONSTRUCTION |  |  | BILL NO. 05 - REDUCTION OF LANDSLIDE VULNERABILITY BY MITIGATION MEASURES AT HEWESSA KANISHTA VIDYALAYA, MATHUGAMA (SITE NO. 89)
BOQ ITEM | PAY ITEM | DESCRIPTION | UNIT | QTY | RATE | AMOUNT (Rs)
5.3.1 |  | DS(M)-A DRAIN
5.3.1.1 | 601(1) | Concrete C15/20 for beds poured on or against earth or un-blinded hardcore | m3 | 4 |  |  | 3.4925
5.3.1.2 | 601(3) | Concrete C25/20 for walls and base of drains. Rate shall include expansion joints | m3 | 16 |  |  | 15.4331
5.3.1.3 | 602(1) | Tor – Steel reinforcement | kg | 1030 |  |  | 1029.8642
5.3.1.4 | 605(1) | Formwork for concrete sides of drains plain smooth finish | m2 | 200 |  |  | 197.7655
5.3.2 |  | DS(M)-B DRAIN
5.3.2.1 | 601(1) | Concrete C15/20 for beds poured on or against earth or un-blinded hardcore | m3 | 4 |  |  | 4.1828
5.3.2.2 | 601(3) | Concrete C25/20 for walls and base of drains. Rate shall include expansion joints | m3 | 20 |  |  | 20.0392
5.3.2.3 | 602(1) | Tor – Steel reinforcement | kg | 1310 |  |  | 1304.0556
5.3.2.4 | 605(1) | Formwork for concrete sides of drains plain smooth finish | m2 | 260 |  |  | 260.3993
5.3.3 |  | DS(M)-C DRAIN
5.3.3.1 | 601(1) | Concrete C15/20 for beds poured on or against earth or un-blinded hardcore | m3 | 4 |  |  | 3.256
5.3.3.2 | 601(3) | Concrete C25/20 for walls and base of drains. Rate shall include expansion joints | m3 | 17 |  |  | 16.3588
5.3.3.3 | 602(1) | Tor – Steel reinforcement | kg | 1000 |  |  | 995.463
5.3.3.4 | 605(1) | Formwork for concrete sides of drains plain smooth finish | m2 | 215 |  |  | 214.244
5.3.4 |  | DS(C)-A CASCADE DRAIN
5.3.4.1 | 601(1) | Concrete C15/20 for beds poured on or against earth or un-blinded hardcore | m3 | 1 |  |  | 0.6435
5.3.4.2 | 601(3) | Concrete C25/20 for walls and base of drains. Rate shall include expansion joints | m3 | 3 |  |  | 2.3018
5.3.4.3 | 602(1) | Tor – Steel reinforcement | kg | 135 |  |  | 131.5947
5.3.4.4 | 605(1) | Formwork for concrete sides of drains plain smooth finish | m2 | 22 |  |  | 22
5.3.5 |  | HOT DIPPED GALVANIZED MILD STEEL DOWELS
5.3.5.1 | 606(1) | Supply and install (16 mm dia. ) hot dipped galvanized mild steel grouted dowels | m | 12 |  |  | 11 | 383.0083 | 116.1583
5.3.6 |  | RESTING TYPE RETAINING WALL
5.3.6.1 | 601(1) | Concrete C15/20 for beds poured on or against earth or un-blinded hardcore | m3 | 13 |  |  | 12.3464
5.3.6.2 | 601(3) | Concrete C25/20 for base. Rate shall include expansion joints | m3 | 50 |  |  | 49.3856
5.3.6.3 | 602(1) | Tor – Steel reinforcement | kg | 2345 |  |  | 2340.4358
5.3.6.4 | 605(1) | Formwork for concrete sides of walls plain smooth finish | m2 | 80 |  |  | 75.2895
5.3.6.5 | 603(1) | RR Masonry using cement mortar | m3 | 620 |  |  | 616.5887
5.3.6.6 | 405(2) | Geotextile/ Filter fabric | m2 | 580 |  |  | 575.982
5.3.6.7 | 302(5) | Backfill with crush stone aggregate (20-200mm) | m3 | 140 |  |  | 138.3019
5.3.6.8 | 406(1) | 90mm dia. PVC Weep holes (type 600) for walls | m | 460 |  |  | 459.151
5.3.6.9 | 603(3) | Plastering | m2 | 90 |  |  | 85.833 |  | 8780
5.3.7 |  | COVER SLABS | [6 empty] | 9.29
5.3.7.1 | 601(3) | Concrete C25/20 for base. Rate shall include expansion joints | m3 | 4 |  |  | 3.96
5.3.7.2 | 602(1) | Tor – Steel reinforcement | kg | 560 |  |  | 558.7185
5.3.7.3 | 605(1) | Formwork for concrete sides of walls plain smooth finish | m2 | 11 |  |  | 10.1145
5.3.8 |  | SAFETY FENCE (CHAIN LINK FENCE)
5.3.8.1 | 504(1) | Chain link wire fence, core wire diameter 3.0 mm with 50mm x 50mm openings, fence height 1.5 m, including GI pipes / posts(in 2m intervals), Excavation, Concrete works and all as per thedetailed drawing | m | 100
Total of Bill No 5.3 - Structure Construction (Transfer to Summary of Bills of Quantities)

## Drain Qty89 (hidden)
Drain Type | Width W(mm) | Height H(mm) | Thickness t(mm) | Screed |  | Reinforcement / Spacing |  |  | Energy Breakers | Cascade Steps
|  |  |  | Thickness t(mm) | T (mm) | Vertical | T (mm) | Horizontal | Spacing (m) | Width | Height
DS (M) - A | 0.3 | 0.3 | 0.1 | 0.05 | 10 | 0.2 | 10 | 0.25 | 3 | [8 empty] | w
H
DS (M) - B | 0.45 | 0.45 | 0.1 | 0.05 | 10 | 0.2 | 10 | 0.25 | 3
DS (M) - C | 0.6 | 0.6 | 0.1 | 0.05 | 10 | 0.2 | 10 | 0.25 | 3
DS (M) - D | 0.75 | 0.75 | 0.125 | 0.05 | 10 | 0.2 | 10 | 0.25 | 3
DS (M) - E | 0.9 | 0.9 | 0.15 | 0.05 | 10 | 0.175 | 10 | 0.25 | 3 | [9 empty] | t
DS (M) - F | 1 | 1 | 0.15 | 0.05 | 10 | 0.175 | 10 | 0.25 | 3 | [9 empty] | Screed
DS (M) - P | 0.3 | 0.3 | 0.1 | 0.05 | 10 | 0.2 | 10 | 0.25 | 3
DS (M) - Q | 0.6 | 0.6 | 0.1 | 0.05 | 10 | 0.2 | 10 | 0.25 | 3
DS (B) - A (Type I) | 0.3 | 0.3 | 0.1 | 0.05 | 10 | 0.25 | 10 | 0.25 | 0
Berm | 1.5 |  | 0.1 |  | 10 | 0.25 | 10 | 0.15
DS (B) - B (Type I) | 0.45 | 0.45 | 0.1 | 0.05 | 10 | 0.25 | 10 | 0.25 | 0
Berm | 1.5 |  | 0.1 |  | 10 | 0.25 | 10 | 0.15
DS (B) - C (Type I) | 1 | 0.15 | 0.1 | 0.05 | 10 | 0.25 | 10 | 0.25 | 0
Berm | 1.5 |  | 0.1 |  | 10 | 0.25 | 10 | 0.15
DS (K) - A | 1 | 0.2 | 0.1 | 0.05 | 10 | 0.25 | 10 | 0.25 | 0
DS (K) - B | 1 | 0.3 | 0.1 | 0.05 | 10 | 0.25 | 10 | 0.25 | 0
DS(M) - L Type I | 0.6 | 0.6 | 0.15 | 0.05 | 10 | 0.25 | 10 | 0.25 | 0
DS(M) - L Type II | 0.8 | 0.8 | 0.15 | 0.05 | 10 | 0.25 | 10 | 0.25 | 0
DS(L) - A | 1 | 0.6 | 0.1 | 0.05 | 10 | 0.25 | 10 | 0.25 | 3
DS(L) - B | 1 | 0.8 | 0.125 | 0.05 | 10 | 0.25 | 10 | 0.25 | 3
DS(L) - C | 1 | 1 | 0.125 | 0.05 | 10 | 0.25 | 10 | 0.25 | 3
DS(L) - D | 1 | 1 | 0.125 | 0.05 | 10 | 0.25 | 10 | 0.25 | 3
DS(C) - A (Type I) | 0.45 | 0.45 | 0.1 | 0.05 | 10 | 0.25 | 10 | 0.25 |  | 0.275 | 0.275
DS(C) - B (Type I) | 0.45 | 0.6 | 0.1 | 0.05 | 10 | 0.25 | 10 | 0.25 |  | 0.275 | 0.275
DS(C) - C (Type I) | 0.6 | 0.6 | 0.1 | 0.05 | 10 | 0.25 | 10 | 0.25 |  | 0.275 | 0.275
DS(C) - D (Type I) | 0.8 | 0.8 | 0.1 | 0.05 | 10 | 0.25 | 10 | 0.25 |  | 0.275 | 0.275
DS(C) - E (Type I) | 1 | 1 | 0.125 | 0.05 | 10 | 0.25 | 10 | 0.25 |  | 0.275 | 0.275
DS(C) - A (Type II) | 0.45 | 0.45 | 0.1 | 0.05 | 10 | 0.25 | 10 | 0.25 |  | 0.9 | 0.45
DS(C) - B (Type II) | 0.45 | 0.6 | 0.1 | 0.05 | 10 | 0.25 | 10 | 0.25 |  | 0.9 | 0.45
DS(C) - C (Type II) | 0.6 | 0.6 | 0.1 | 0.05 | 10 | 0.25 | 10 | 0.25 |  | 0.9 | 0.45
DS(C) - D (Type II) | 0.8 | 0.8 | 0.1 | 0.05 | 10 | 0.25 | 10 | 0.25 |  | 0.9 | 0.45
DS(C) - E (Type II) | 1 | 1 | 0.125 | 0.05 | 10 | 0.25 | 10 | 0.25 |  | 0.9 | 0.45
[9 empty] | Outer FW % | Y10 RF
Drains | [8 empty] | 100% | V |  |  | H |  |  | Total
|  | Nos | Length |  | SC | Exc | C15 | C25 | FW | No's |  | Length | No's |  | Length | Length | Weight
Cut off Drains | DS-M-A |  | 139.7 |  | 279.4 | 31.4325 | 3.4925 | 15.367 | 195.58 | 699.5 | 700 | 1.06 | 5.24 | 6 | 151.3417 | 1650.05 | 1018.5494 | T10
| Energy Breakers | 47 | [5 empty] | 0.066094 | 2.1855 | 47 | 47 | 0.39 |  |  |  | 18.33 | 11.3148 | T10
Cut off Drains | DS-M-B |  | 128.7 |  | 276.705 | 50.193 | 4.1828 | 19.9485 | 257.4 | 644.5 | 645 | 1.51 | 7.04 | 8 | 139.425 | 2089.35 | 1289.7222 | T10
| Energy Breakers | 43 | [5 empty] | 0.090703 | 2.9993 | 43 | 43 | 0.54 |  |  |  | 23.22 | 14.3333 | T10
Cut off Drains | DS-M-C |  | 81.4 |  | 187.22 | 48.84 | 3.256 | 16.28 | 211.64 | 408 | 408 | 1.96 | 8.84 | 9 | 88.1833 | 1593.33 | 983.537 | T10
| Energy Breakers | 28 | [5 empty] | 0.07875 | 2.604 | 28 | 28 | 0.69 |  |  |  | 19.32 | 11.9259 | T10
Type II-Cascade Drains | DS-C-A |  | 11 |  | 18.15 | 2.2275 | 0.6435 | 2.3018 | 22 | 60.4 | 61 | 1.51 | 7.04 | 8 | 15.1342 | 213.1833 | 131.5947 | T10
| Steps | 11
| Dowels | 11
[5 empty] | 761.475 | 132.693 | 11.5748 | 54.1328 | 694.4088 | [7 empty] | 3460.9774
Note on L79: Adminis Varies
Note on L83: Adminis Varies
Note on L87: Adminis Varies
Note on L91: Adminis Varies
Note on L95: Adminis Varies

## Resting Type wall89 (hidden)
Resting Type wall

## QTY89 (hidden)
LOCATION 89 QUANTITY CALCULATION
| L / Area | W / Space | H | Nr | Qty | Qty-Total | Unit | Add 10% | Rounded
BILL 02 : SITE CLEARING
Clearing and grubbing
Drains | [6 empty] | m2 |  | 761.475
RRM Wall | 130.05 | 4.6 |  |  |  | 598.23 | m2 | 658.053 | 658.053
1419.528
BILL 03 : EARTHWORKS
Excavation - suitable soil
Excavation and disposal - unsuitable soil
Side Slope Excavation
Reataining Wall 01
CS 2 - CS 18
CS2 | 8.32 | 0.155 |  |  | 1.2896 | 1.2896 | m3 | 1.4186
CS18 | 10.567 | 0.714 |  |  | 7.5448 | 7.5448 | m3 | 8.2993
[5 empty] | 0 | 0
Reataining Wall 02
CS 8 - CS 6
0 - CS6 | 2.366 | 4.569 |  |  | 10.8103 | 10.8103 | m3 | 11.8913
CS6 - CS 7 | 8.532 | 0.118 |  |  | 1.0068 | 1.0068 | m3 | 1.1075
CS7- CS 8 | 5.866 | 0.369 |  |  | 2.1646 | 2.1646 | m3 | 2.381
CS8- C | 2.973 | 0.369 |  |  | 1.097 | 1.097 | m3 | 1.2067
Reataining Wall 03
CS 10 - CS 19
0 - CS10 | 9.194 | 0 |  |  | 0 | 0 | m3 | 0
CS10 - CS 11 | 7.747 | 0 |  |  | 0 | 0 | m3 | 0
CS11- CS 19 | 5.701 | 0.524 |  |  | 2.9873 | 2.9873 | m3 | 3.2861
CS19- C | 4.66 | 0.524 |  |  | 2.4418 | 2.4418 | m3 | 2.686
13.2
Reataining Wall 04
CS 12 - CS 17
0 - CS12 | 8.758 | 0.301 |  |  | 2.6362 | 2.6362 | m3 | 2.8998
CS12 - CS 13 | 11.368 | 0.921 |  |  | 10.4699 | 10.4699 | m3 | 11.5169
CS13- CS 14 | 8.88 | 1.606 |  |  | 14.2613 | 14.2613 | m3 | 15.6874
CS14- CS 15 | 11.641 | 0 |  |  | 0 | 0 | m3 | 0
CS15- CS 17 | 13.425 | 0.975 |  |  | 13.0894 | 13.0894 | m3 | 14.3983
CS17- C | 7.525 | 0.975 |  |  | 7.3369 | 7.3369 | m3 | 8.0706 | 84.8494
Disposal of Excavated soil
Excavation for structures- suitable soil
Excavation for structures and disposal - unsuitable soil
Excavation for Structures
Reataining Wall 01
CS 2 - CS 18
CS2 | 8.32 | 2.941 |  |  | 24.4691 | 24.4691 | m3 | 26.916
CS18 | 10.567 | 3.765 |  |  | 39.7848 | 39.7848 | m3 | 43.7632
[5 empty] | 0 | 0
Reataining Wall 02
CS 8 - CS 6
0 - CS6 | 2.366 | 11.106 |  |  | 26.2768 | 26.2768 | m3 | 28.9045
CS6 - CS 7 | 8.532 | 5.144 |  |  | 43.8886 | 43.8886 | m3 | 48.2775
CS7- CS 8 | 5.866 | 4.2 |  |  | 24.6372 | 24.6372 | m3 | 27.1009
CS8- C | 2.973 | 4.2 |  |  | 12.4866 | 12.4866 | m3 | 13.7353
Reataining Wall 03
CS 10 - CS 19
0 - CS10 | 9.194 | 1.294 |  |  | 11.897 | 11.897 | m3 | 13.0867
CS10 - CS 11 | 7.747 | 2.326 |  |  | 18.0195 | 18.0195 | m3 | 19.8215
CS11- CS 19 | 5.701 | 7.635 |  |  | 43.5271 | 43.5271 | m3 | 47.8798
CS19- C | 4.66 | 7.635 |  |  | 35.5791 | 35.5791 | m3 | 39.137
13.2
Reataining Wall 04
CS 12 - CS 17
0 - CS12 | 8.758 | 4.605 |  |  | 40.3306 | 40.3306 | m3 | 44.3636
CS12 - CS 13 | 11.368 | 10.136 |  |  | 115.226 | 115.226 | m3 | 126.7487
CS13- CS 14 | 8.88 | 9.876 |  |  | 87.6989 | 87.6989 | m3 | 96.4688
CS14- CS 15 | 11.641 | 11.396 |  |  | 132.6608 | 132.6608 | m3 | 145.9269
CS15- CS 17 | 13.425 | 7.361 |  |  | 98.8214 | 98.8214 | m3 | 108.7036
CS17- C | 7.525 | 7.361 |  |  | 55.3915 | 55.3915 | m3 | 60.9307 | 891.7647
Drains | [6 empty] | m3 | 132.693 | 132.693
1024.4577
Back Filling
Reataining Wall 04
~CS 12 - CS 13 | 11.368 | 0.224 |  |  | 2.5464 | 2.5464 | m3 | 2.8011 | 2.8011
Disposal of excavated soil
1021.6566
BILL 04 : DRAINAGE CONSTRUCTIONS
RRM Retaining Wall
Reataining Wall 01
RRM Wall | [9 empty] | cover slabs
CS 2
Ch 0.00 - 3.50 | 3.5 | 2.36 |  |  | 8.26 | 8.26 | m3 | 9.086
Ch 3.50 - 8.50 | 5 | 2.36 |  |  | 11.8 | 11.8 | m3 | 12.98
CS 18
Ch 8.50 - 12.50 | 4 | 2.934 |  |  | 11.736 | 11.736 | m3 | 12.9096
Ch 12.50 - 19.00 | 6.5 | 2.934 |  |  | 19.071 | 19.071 | m3 | 20.9781
Reataining Wall 02
CS 8
Ch 0.00 - 3.00 | 3 | 4.245 |  |  | 12.735 | 12.735 | m3 | 14.0085
CS 7
Ch 3.00 - 9.00 | 6 | 5.871 |  |  | 35.226 | 35.226 | m3 | 38.7486
CS 6
Ch 9.00 -19.50 | 10.5 | 6 |  |  | 63 | 63 | m3 | 69.3
Reataining Wall 03
CS 10
Ch 0.00 - 9.20 | 9.2 | 1.625 |  |  | 14.95 | 14.95 | m3 | 16.445
CS 11
Ch 9.20 - 17.00 | 7.8 | 1.919 |  |  | 14.9682 | 14.9682 | m3 | 16.465
CS 19
Ch 17.00 -30.20 | 13.2 | 3.895 |  |  | 51.414 | 51.414 | m3 | 56.5554
13.2
Reataining Wall 04
CS 12
Ch 60.50 - 51.75 | 8.6 | 3.53 |  |  | 30.358 | 30.358 | m3 | 33.3938
CS 13
Ch 51.75 - 41.75 | 11 | 5.227 |  |  | 57.497 | 57.497 | m3 | 63.2467
CS 14
Ch 41.75 - 32.75 | 9 | 6.563 |  |  | 59.067 | 59.067 | m3 | 64.9737
CS 15
Ch 32.75 - 20.50 | 12.25 | 6.814 |  |  | 83.4715 | 83.4715 | m3 | 91.8187 |  |  | 12.25
CS 17
Ch 20.5 - 0 | 20.5 | 4.243 |  |  | 86.9815 | 86.9815 | m3 | 95.6797 | 616.5887
C15 Screed Conc
Reataining Wall 01
RRM Wall | [9 empty] | cover slabs
CS 2
Ch 0.00 - 3.50 | 3.5 | 1.4 | 0.05 |  | 0.245 | 0.245 | m3 | 0.2695
Ch 3.50 - 8.50 | 5 | 1.6 | 0.05 |  | 0.4 | 0.4 | m3 | 0.44
CS 18
Ch 8.50 - 12.50 | 4 | 1.6 | 0.05 |  | 0.32 | 0.32 | m3 | 0.352
Ch 12.50 - 19.00 | 6.5 | 1.6 | 0.05 |  | 0.52 | 0.52 | m3 | 0.572
Reataining Wall 02
CS 8
Ch 0.00 - 3.00 | 3 | 2 | 0.05 |  | 0.3 | 0.3 | m3 | 0.33
CS 7
Ch 3.00 - 9.00 | 6 | 2 | 0.05 |  | 0.6 | 0.6 | m3 | 0.66
CS 6
Ch 9.00 -19.50 | 10.5 | 1.8 | 0.05 |  | 0.945 | 0.945 | m3 | 1.0395
Reataining Wall 03
CS 10
Ch 0.00 - 9.20 | 9.2 | 1.4 | 0.05 |  | 0.644 | 0.644 | m3 | 0.7084
CS 11
Ch 9.20 - 17.00 | 7.8 | 1.4 | 0.05 |  | 0.546 | 0.546 | m3 | 0.6006
CS 19
Ch 17.00 -30.20 | 13.2 | 1.6 | 0.05 |  | 1.056 | 1.056 | m3 | 1.1616
13.2
Reataining Wall 04
CS 12
Ch 60.50 - 51.75 | 8.6 | 1.6 | 0.05 |  | 0.688 | 0.688 | m3 | 0.7568
CS 13
Ch 51.75 - 41.75 | 11 | 1.8 | 0.05 |  | 0.99 | 0.99 | m3 | 1.089
CS 14
Ch 41.75 - 32.75 | 9 | 2 | 0.05 |  | 0.9 | 0.9 | m3 | 0.99
CS 15
Ch 32.75 - 20.50 | 12.25 | 2 | 0.05 |  | 1.225 | 1.225 | m3 | 1.3475 |  |  | 12.25
CS 17
Ch 20.5 - 0 | 20.5 | 1.8 | 0.05 |  | 1.845 | 1.845 | m3 | 2.0295 | 12.3464
C25 Conc
Reataining Wall 01
cover slabs
CS 2
Ch 0.00 - 3.50 | 3.5 | 1.4 | 0.2 |  | 0.98 | 0.98 | m3 | 1.078
Ch 3.50 - 8.50 | 5 | 1.6 | 0.2 |  | 1.6 | 1.6 | m3 | 1.76
CS 18
Ch 8.50 - 12.50 | 4 | 1.6 | 0.2 |  | 1.28 | 1.28 | m3 | 1.408
Ch 12.50 - 19.00 | 6.5 | 1.6 | 0.2 |  | 2.08 | 2.08 | m3 | 2.288
Reataining Wall 02
CS 8
Ch 0.00 - 3.00 | 3 | 2 | 0.2 |  | 1.2 | 1.2 | m3 | 1.32
CS 7
Ch 3.00 - 9.00 | 6 | 2 | 0.2 |  | 2.4 | 2.4 | m3 | 2.64
CS 6
Ch 9.00 -19.50 | 10.5 | 1.8 | 0.2 |  | 3.78 | 3.78 | m3 | 4.158
Reataining Wall 03
CS 10
Ch 0.00 - 9.20 | 9.2 | 1.4 | 0.2 |  | 2.576 | 2.576 | m3 | 2.8336
CS 11
Ch 9.20 - 17.00 | 7.8 | 1.4 | 0.2 |  | 2.184 | 2.184 | m3 | 2.4024
CS 19
Ch 17.00 -30.20 | 13.2 | 1.6 | 0.2 |  | 4.224 | 4.224 | m3 | 4.6464
13.2
Reataining Wall 04
CS 12
Ch 60.50 - 51.75 | 8.6 | 1.6 | 0.2 |  | 2.752 | 2.752 | m3 | 3.0272
CS 13
Ch 51.75 - 41.75 | 11 | 1.8 | 0.2 |  | 3.96 | 3.96 | m3 | 4.356
CS 14
Ch 41.75 - 32.75 | 9 | 2 | 0.2 |  | 3.6 | 3.6 | m3 | 3.96
CS 15
Ch 32.75 - 20.50 | 12.25 | 2 | 0.2 |  | 4.9 | 4.9 | m3 | 5.39 |  |  | 12.25
CS 17
Ch 20.5 - 0 | 20.5 | 1.8 | 0.2 |  | 7.38 | 7.38 | m3 | 8.118 | 49.3856
20-200mm aggregate backfill
CS 2
Ch 0.00 - 3.50 | 3.5 | 0.551 |  |  | 1.9285 | 1.9285 | m3 | 2.1214
Ch 3.50 - 8.50 | 5 | 0.551 |  |  | 2.755 | 2.755 | m3 | 3.0305
CS 18
Ch 8.50 - 12.50 | 4 | 0.729 |  |  | 2.916 | 2.916 | m3 | 3.2076
Ch 12.50 - 19.00 | 6.5 | 0.729 |  |  | 4.7385 | 4.7385 | m3 | 5.2124
Reataining Wall 02
CS 8
Ch 0.00 - 3.00 | 3 | 1.529 |  |  | 4.587 | 4.587 | m3 | 5.0457
CS 7
Ch 3.00 - 9.00 | 6 | 1.468 |  |  | 8.808 | 8.808 | m3 | 9.6888
CS 6
Ch 9.00 -19.50 | 10.5 | 1.078 |  |  | 11.319 | 11.319 | m3 | 12.4509
Reataining Wall 03
CS 10
Ch 0.00 - 9.20 | 9.2 | 0.348 |  |  | 3.2016 | 3.2016 | m3 | 3.5218
CS 11
Ch 9.20 - 17.00 | 7.8 | 0.516 |  |  | 4.0248 | 4.0248 | m3 | 4.4273
CS 19
Ch 17.00 -30.20 | 13.2 | 1.003 |  |  | 13.2396 | 13.2396 | m3 | 14.5636
13.2
Reataining Wall 04
CS 12
Ch 60.50 - 51.75 | 8.6 | 0.805 |  |  | 6.923 | 6.923 | m3 | 7.6153
CS 13
Ch 51.75 - 41.75 | 11 | 0.997 |  |  | 10.967 | 10.967 | m3 | 12.0637
CS 14
Ch 41.75 - 32.75 | 9 | 1.444 |  |  | 12.996 | 12.996 | m3 | 14.2956
CS 15
Ch 32.75 - 20.50 | 12.25 | 1.504 |  |  | 18.424 | 18.424 | m3 | 20.2664 |  |  | 12.25
CS 17
Ch 20.5 - 0 | 20.5 | 0.922 |  |  | 18.901 | 18.901 | m3 | 20.7911 | 138.3019
90mm weep holes
Reataining Wall 01
CS 2 - CS 18
| 0.65 |  |  | 76 | 49.4 | 49.4 | m | 54.34
Reataining Wall 02
CS 8 - CS 6
| 0.8 |  |  | 78 | 62.4 | 62.4 | m | 68.64
Reataining Wall 03
CS 10 - CS 19
| 0.6 |  |  | 120.8 | 72.48 | 72.48 | m | 79.728
13.2
Reataining Wall 04
CS 12 - CS 17
| 0.95 |  |  | 245.4 | 233.13 | 233.13 | m | 256.443 | 459.151
Geotextile
Reataining Wall 01
CS 2 - CS 18
| 19 | 2.15 |  |  | 40.85 | 40.85 | m2 | 44.935
Reataining Wall 02
CS 8 - CS 6
| 19.5 | 5.3 |  |  | 103.35 | 103.35 | m2 | 113.685
Reataining Wall 03
CS 10 - CS 19
| 30.2 | 2 |  |  | 60.4 | 60.4 | m2 | 66.44
13.2
Reataining Wall 04
CS 12 - CS 17
| 61.35 | 5.2 |  |  | 319.02 | 319.02 | m2 | 350.922 | 575.982
Cement;Sand plaster | 0 | 0.7 |  |  | 0 | 0 | m3 | 0 | 0
Reataining Wall 01
CS 2 - CS 18
| 19 | 0.6 |  |  | 11.4 | 11.4 | m2 | 12.54
Reataining Wall 02
CS 8 - CS 6
| 19.5 | 0.6 |  |  | 11.7 | 11.7 | m2 | 12.87
Reataining Wall 03
CS 10 - CS 19
| 30.2 | 0.6 |  |  | 18.12 | 18.12 | m2 | 19.932
13.2
Reataining Wall 04
CS 12 - CS 17
| 61.35 | 0.6 |  |  | 36.81 | 36.81 | m2 | 40.491 | 85.833
Reinforcemnt
cover slabs
Reataining Wall 01
CS 2
Vertical | 1.74 |  |  | 43.5 | 75.69 | 75.69 | kg | 74.008
Horizontal | 9.2367 |  |  | 9.7 | 89.5957 | 89.5957 | kg | 60.8366
CS 18
Vertical | 1.84 |  |  | 53.5 | 98.44 | 98.44 | kg | 96.2524
Horizontal | 11.41 |  |  | 10.2 | 116.382 | 116.382 | kg | 79.0248
Reataining Wall 02
CS 8
Vertical | 2.24 |  |  | 16 | 35.84 | 35.84 | kg | 35.0436
Horizontal | 6.52 |  |  | 12.2 | 79.544 | 79.544 | kg | 54.0114
CS 7
Vertical | 2.24 |  |  | 31 | 69.44 | 69.44 | kg | 67.8969
Horizontal | 6.52 |  |  | 12.2 | 79.544 | 79.544 | kg | 54.0114
CS 6
Vertical | 2.04 |  |  | 53.5 | 109.14 | 109.14 | kg | 106.7147
Horizontal | 11.41 |  |  | 11.2 | 127.792 | 127.792 | kg | 86.7723
Reataining Wall 03
CS 10
Vertical | 1.64 |  |  | 47 | 77.08 | 77.08 | kg | 75.3671
Horizontal | 9.9973 |  |  | 9.2 | 91.9755 | 91.9755 | kg | 62.4525
CS 11
Vertical | 1.64 |  |  | 40 | 65.6 | 65.6 | kg | 64.1422
Horizontal | 8.476 |  |  | 9.2 | 77.9792 | 77.9792 | kg | 52.9488
CS 19
Vertical | 1.84 |  |  | 67 | 123.28 | 123.28 | kg | 120.5404
Horizontal | 13.2 |  |  | 10.2 | 134.64 | 134.64 | kg | 91.4222
13.2
Reataining Wall 04
CS 12
Vertical | 1.84 |  |  | 44 | 80.96 | 80.96 | kg | 79.1609
Horizontal | 9.3453 |  |  | 10.2 | 95.3224 | 95.3224 | kg | 64.7251
CS 13
Vertical | 2.04 |  |  | 56 | 114.24 | 114.24 | kg | 111.7013
Horizontal | 11.9533 |  |  | 11.2 | 133.8773 | 133.8773 | kg | 90.9044
CS 14
Vertical | 2.24 |  |  | 46 | 103.04 | 103.04 | kg | 100.7502
Horizontal | 10.7767 |  |  | 12.2 | 131.4753 | 131.4753 | kg | 89.2734
CS 15
Vertical | 2.24 |  |  | 62.25 | 139.44 | 139.44 | kg | 136.3413
Horizontal | 13.3117 |  |  | 12.2 | 162.4023 | 162.4023 | kg | 110.2732
CS 17
Vertical | 2.04 |  |  | 103.5 | 211.14 | 211.14 | kg | 206.448
Horizontal | 22.2767 |  |  | 11.2 | 249.4987 | 249.4987 | kg | 169.4127 | 2340.4358
[5 empty] | 0 | 0 |  | 0
Formwork
Reataining Wall 01
CS 2 - CS 18
| 41.2 |  | 0.25 |  | 10.3 | 10.3 | m2 | 11.33
Reataining Wall 02
CS 8 - CS 6
| 43 |  | 0.25 |  | 10.75 | 10.75 | m2 | 11.825
Reataining Wall 03
CS 10 - CS 19
| 63.2 |  | 0.25 |  | 15.8 | 15.8 | m2 | 17.38
13.2
Reataining Wall 04
CS 12 - CS 17
| 126.38 |  | 0.25 |  | 31.595 | 31.595 | m2 | 34.7545 | 75.2895
Cover Slabs
C25 Conc (DS M -C) | 30 | 0.8 | 0.15 |  | 3.6 | 3.6 | m3 | 3.96 | 3.96
Formwork | 30 |  | 0.15 | 2 | 9 | 9 | m2 | 9.9
|  | 0.65 | 0.15 | 2 | 0.195 | 0.195 | m2 | 0.2145 | 10.1145
Reinforcement
Vertical | 0.94 |  |  | 480 | 451.2 | 451.2 | kg | 306.3704
Horizontal | 32.6 |  |  | 11.4 | 371.64 | 371.64 | kg | 252.3481 | 558.7185
Chain Link Fence
Chain Link Fence | [5 empty] | 69 | m | 75.9 | 75.9

## Bill No. 6
LOT -05 - BILLS OF QUANTITIES
BILL NO. 06 - REDUCTION OF LANDSLIDE VULNERABILITY BY MITIGATION MEASURES GAMMANA MAHA VIDYALAYA (SITE NO. 90)
| DESCRIPTION | AMOUNT (Rs.)
BILL NO. 6.1 - REDUCTION OF LANDSLIDE VULNERABILITY BY MITIGATION MEASURES GAMMANA MAHA VIDYALAYA - AREA I (SITE NO. 90)
BILL NO. 6.2 - REDUCTION OF LANDSLIDE VULNERABILITY BY MITIGATION MEASURES GAMMANA MAHA VIDYALAYA - AREA II (SITE NO. 90)
SUB TOTAL CARRIED TO GRAND SUMMARY

## Bill No. 6.1
LOT -05 - BILLS OF QUANTITIES
BILL NO. 6.1 - REDUCTION OF LANDSLIDE VULNERABILITY BY MITIGATION MEASURES GAMMANA MAHA VIDYALAYA - AREA I (SITE NO. 90)
| DESCRIPTION | AMOUNT (Rs.)
BILL No. 6.1.1 - SITE CLEARING
BILL No. 6.1.2 - EARTHWORKS
BILL No. 6.1.3 - STRUCTURE CONSTRUCTION
BILL No. 6.1.4 - SOIL NAILING AND HORIZONTAL DRAINS
BILL No. 6.1.5 - INCIDENTIAL CONSTRUCTION
SUB TOTAL CARRIED TO GRAND SUMMARY

## Bill 6.1.1
BILL No. 6.1.1 - SITE CLEARING |  |  | BILL NO. 6.1 - REDUCTION OF LANDSLIDE VULNERABILITY BY MITIGATION MEASURES GAMMANA MAHA VIDYALAYA - AREA I (SITE NO. 90)
BOQ ITEM | PAY ITEM | DESCRIPTION | UNIT | QTY | RATE | AMOUNT (Rs)
6.1.1.1 |  | CLEARING & GRUBBING |  |  |  |  | Drain | Crack Sealing | Trimming Reshaping | Nailing Area
6.1.1.1.1 | 201(1) | Clearing and grubbing inclusive of backfilling holes and trenches caused by removal of stumps and boulders (Average depth 150mm) | m2 | 1110 |  |  | 529.0445 | 577.03 |  |  | 1106.0745
6.1.1.1.2 | 201(2) | Removal of trees: 300 ≤ Girth < 600 mm | nr | 40
6.1.1.1.3 | 201(3) | Removal of trees: 600 ≤ Girth < 1,200 mm | nr | 30
6.1.1.1.4 | 201(4) | Removal of trees: 1,200 ≤ Girth < 2,000 mm | nr | 10
6.1.1.1.5 | 201(5) | Removal of trees: 2,000 < Girth mm | nr | 10
6.1.1.1.6 | 201(6) | Removal of stumps of previously fallan trees; 300≤ Girth< 600mm | nr | 15
6.1.1.1.7 | 201(10) | Removal of overhanging branches: 300 ≤ Girth | nr | 10 | [7 empty] | 0
6.1.1.2 |  | REMOVAL OF EXISTING STRUCTURES
6.1.1.2.1 | 202(1) | Dismantle and remove rubble / brick masonry structures | m3 | 10
6.1.1.2.2 | 202(3) | Dismantle and remove concrete (R/F or mass) structures | m3 | 10
Total of Bill No 6.1.1 - Site Clearing (Transfer to Summary of Bills of Quantities)

## Bill 6.1.2
BILL No. 6.1.2 - EARTHWORKS |  |  | BILL NO. 6.1 - REDUCTION OF LANDSLIDE VULNERABILITY BY MITIGATION MEASURES GAMMANA MAHA VIDYALAYA - AREA I (SITE NO. 90)
BOQ ITEM | PAY ITEM | DESCRIPTION | UNIT | QTY | RATE | AMOUNT (Rs) | Reshaping & Trimming | Nailing
6.1.2.1 |  | SIDE SLOPE EXCAVATION OR TRIMMING
6.1.2.1.1 | 301(1) | Excavation of slope up to required angle (suitable & unsuitable soils including soft rock) | m3 | 255 |  |  | 253.4 |  | 253.4
6.1.2.1.2 | 301(2) | Excavation– Boulders (0.25 m3-1.0 m3) - Provisional Quantity | m3 | 75
6.1.2.1.3 | 301(3) | Excavation (chemical blasting) of Hard rock > 1.0 m3 (Provisional Quantity) | m3 | 75
6.1.2.1.4 | 301(5) | Disposal of excess soils away from site( provisional Qty.) | m3 | 255 |  |  | 255
6.1.2.2 |  | EXCAVATION AND BACKFILL FOR STRUCTURES
6.1.2.2.1 | 302(1) | Excavation for Drains and Catch pits, soil suitable for filling including soft rock for reuse(Rate shall include Excavation & Backfill for the working space) | m3 | 58 |  |  | 57.5035
6.1.2.2.2 | 302(2) | Excavation of Boulders - 0.25 m3 - 1.0 m3 (Provisional Quantity) | m3 | 25
6.1.2.2.3 | 302(3) | Excavation (chemical blasting) of Hard rock > 1.0 m3 (Provisional Quantity) | m3 | 20
6.1.2.2.4 | 302(7) | Disposal of excess soils away from site | m3 | 58 |  |  | 58
Total of Bill No 6.1.2 - Earthworks (Transfer to Summary of Bills of Quantities)

## Bill 6.1.3
BILL No. 6.1.3 - STRUCTURE CONSTRUCTION |  |  | BILL NO. 6.1 - REDUCTION OF LANDSLIDE VULNERABILITY BY MITIGATION MEASURES GAMMANA MAHA VIDYALAYA - AREA I (SITE NO. 90)
BOQ ITEM | PAY ITEM | DESCRIPTION | UNIT | QTY | RATE | AMOUNT (Rs)
6.1.3.1 |  | DS(M)-A DRAIN
6.1.3.1.1 | 601(1) | Concrete C15/20 for beds poured on or against earth or un-blinded hardcore | m3 | 3 |  |  | 2.097
6.1.3.1.2 | 601(3) | Concrete C25/20 for walls and base of drains. Rate shall include expansion joints | m3 | 10 |  |  | 9.2662
6.1.3.1.3 | 602(1) | Tor – Steel reinforcement | kg | 620 |  |  | 618.7654
6.1.3.1.4 | 605(1) | Formwork for concrete sides of drains plain smooth finish | m2 | 120 |  |  | 118.734
6.1.3.2 |  | DS(M)-B DRAIN
6.1.3.2.1 | 601(1) | Concrete C15/20 for beds poured on or against earth or un-blinded hardcore | m3 | 3 |  |  | 3.0521
6.1.3.2.2 | 601(3) | Concrete C25/20 for walls and base of drains. Rate shall include expansion joints | m3 | 15 |  |  | 14.6236
6.1.3.2.3 | 602(1) | Tor – Steel reinforcement | kg | 955 |  |  | 952.0844
6.1.3.2.4 | 605(1) | Formwork for concrete sides of drains plain smooth finish | m2 | 191 |  |  | 190.052
6.1.3.3 |  | DS(C)-C CASCADE DRAIN
6.1.3.3.1 | 601(1) | Concrete C15/20 for beds poured on or against earth or un-blinded hardcore | m3 | 1 |  |  | 0.36465
6.1.3.3.2 | 601(3) | Concrete C25/20 for walls and base of drains. Rate shall include expansion joints | m3 | 2 |  |  | 1.8676
6.1.3.3.3 | 602(1) | Tor – Steel reinforcement | kg | 105 |  |  | 102.9012
6.1.3.3.4 | 605(1) | Formwork for concrete sides of drains plain smooth finish | m2 | 27 |  |  | 26.0288
6.1.3.4 |  | HOT DIPPED GALVANIZED MILD STEEL DOWELS
6.1.3.4.1 | 606(1) | Supply and install (16 mm dia. ) hot dipped galvanized mild steel grouted dowels | m | 20 |  |  | 12
Total of Bill No 6.1.3 - Structure Construction (Transfer to Summary of Bills of Quantities)

## Bill 6.1.4
BILL No. 6.1.4 - SOIL NAILING AND HORIZONTAL DRAINS |  |  | BILL NO. 6.1 - REDUCTION OF LANDSLIDE VULNERABILITY BY MITIGATION MEASURES GAMMANA MAHA VIDYALAYA - AREA I (SITE NO. 90)
BOQ ITEM | PAY ITEM | DESCRIPTION | UNIT | QTY | RATE | AMOUNT (Rs)
Note : Dowels will be used for fixing wire mesh whenever necessary and will be paid seperately
6.1.4.1 |  | SOIL NAILING
6.1.4.1.1 | 701(1) | Temporary working platform for soil nailing works | LS
6.1.4.1.2 | 701(2)b | 32mm dia. soil nails (less than or equal to 12m length) inserted into 125mm dia. bore hole with grouting | m | 534 |  |  | 534
6.1.4.1.3 | 701(4)c | Coated Metallic Mesh for Concrete Pillow Method including connecting clips and other necessary accessories | m2 | 440 |  |  | 439.2014
6.1.4.1.4 | 701(9) | Grid beam (300x300)-concrete C 30/20 grid beams with nail heads including slope preparation, excavation, formwork, RF and dowels. | m | 435 |  |  | 434.2569
6.1.4.1.5 | 701(6) | Concrete C30/20 boundary beams including slope preparation, excavation, formwork and reinforcement | m | 142 |  |  | 141.075
6.1.4.1.6 | 606(1) | Supply and install (16 mm dia.) hot dipped galvanized mild steel grouted dowels | m | 100
6.1.4.1.7 | 701(10) | Pull-Out test for test nails | Nr | 6 |  |  | 4.45
6.1.4.2 |  | HORIZONTAL DRAINS
6.1.4.2.2 | 702(1) | 90mm dia Long Drain with perforated type 1000 PVC pipes . Rate shall include for drilling and associated work and disposal of driled material away from the site as directed by the Engineer. | m | 120 |  |  | 120
Total of Bill No 6.1.4 - Soil Nailing and Horizontal Draining (Transfer to Summary of Bills of Quantities)

## Bill 6.1.5
BILL No. 6.1.5 - INCIDENTIAL CONSTRUCTION |  |  | BILL NO. 6.1 - REDUCTION OF LANDSLIDE VULNERABILITY BY MITIGATION MEASURES GAMMANA MAHA VIDYALAYA - AREA I (SITE NO. 90)
BOQ ITEM | PAY ITEM | DESCRIPTION | UNIT | QTY | RATE | AMOUNT (Rs)
6.1.5.1 |  | GRASSING/PLANTING
6.1.5.1.1 | 701(5) | Coir mesh | m2 | 440 |  |  | 439.2014
6.1.5.1.2 | 502(1) | Turfing/Planting/Seeding on slope stabilized surface and regular maintenane for three months | m2 | 440 |  |  | 439.2014
6.1.5.1.3 | 502(2) | Turfing as directed by the Engineer, and regular maintanance for three months | m2 | 50 |  |  |  | Rough QTY
Total of Bill No 6.1.5 - Incidential Construction (Transfer to Summary of Bills of Quantities)

## QTY90 (hidden)
LOCATION 90L1 QUANTITY CALCULATION
| L / Area | W / Space | H | Nr | Qty | Qty-Total | Unit | Add 10% | Rounded
BILL 02 : SITE CLEARING
Clearing and grubbing
~CS01 | 6.32 | 4.58 |  |  | 28.9456 |  | m3 | 31.8402 | 31.85
CS01-CS02 | 18.17 | 5.87 |  |  | 106.6579 |  | m3 | 117.3237 | 117.33
CS02-CS03 | 17.88 | 10.995 |  |  | 196.5906 |  | m3 | 216.2497 | 216.25
CS03-CS04 | 19.8 | 9.715 |  |  | 192.357 |  | m3 | 211.5927 | 211.6
577.03
BILL 03 : EARTHWORKS
Excavation - suitable soil
Excavation and disposal - unsuitable soil
Side Slope Excavation
Reshaping and Trimming
~CS01 | 6.32 | 1.54 |  |  | 9.7328 |  | m3 | 10.7061 | 10.71
CS01-CS02 | 18.17 | 3.215 |  |  | 58.4166 |  | m3 | 64.2582 | 64.26
CS02-CS03 | 17.88 | 5.135 |  |  | 91.8138 |  | m3 | 100.9952 | 101
CS03-CS04 | 19.8 | 3.555 |  |  | 70.389 |  | m3 | 77.4279 | 77.43
253.4
Excavation for structures- suitable soil
Excavation for structures and disposal - unsuitable soil
Excavation for Structures
Gabion Wall
[5 empty] | 0 | 0 | m3 | 0 | 0
[5 empty] | 0 | 0 | m3 | 0 | 0
[5 empty] | 0 | 0 | m3 | 0 | 0
0
Back Filling
Gabion Wall
[5 empty] | 0 | 0 | m3 | 0 | 0
[5 empty] | 0 | 0 | m3 | 0 | 0
[5 empty] | 0 | 0 | m3 | 0 | 0
0
BILL 04 : DRAINAGE CONSTRUCTIONS
Lean Concrete C15/20
Concrete C25 / 20
GABION CONSTRUCTIONS
[5 empty] | 0 | 0 | m3 | 0 | 0
[5 empty] | 0 | 0 | m3 | 0 | 0
[5 empty] | 0 | 0 | m3 | 0 | 0
| Bar Dia. | Nr | Length | Unit Weight | Weight
Reinforcement
Formwork
Dowels
BILL 04 : CATCH-PITS
BILL 05 : SOIL NAILING & HORIZONTAL DRAINS/ Turfing
Mesh & Hydroseeding or Shotcrete
Metalic mesh/Coir mesh
~CS01 | 6.32 | 4.15 |  |  | 26.228 |  | m |  | 26.228
CS01-CS02 | 18.17 | 5.3 |  |  | 96.301 |  | m |  | 96.301
CS02-CS03 | 17.88 | 8.36 |  |  | 149.4768 |  | m |  | 149.4768
CS03~ | 16.28 | 10.27 |  |  | 167.1956 |  | m |  | 167.1956
439.2014
Turfing
Reshaping Area
Soil nails
32mm dia 06m | 6 | 89 |  |  | 534 |  | m |  | 534
534
Grid Beam
V | 174.48 |  |  |  | 174.48 | 174.48 | m | 191.928 | 211.1208
H | 184.41 |  |  |  | 184.41 | 184.41 | m | 202.851 | 223.1361
434.2569
Horizontal drain
90mm | 20 |  |  | 6 | 120 |  | m |  | 120
120
Boundery Beams
| 128.25 |  |  |  | 128.25 |  | m | 141.075 | 141.075
Turfing Area
Gabion Construction
Cantilever wall Construction
V shape excavation
Crack Sealing
Crack sealing Area |  |  |  |  | 0 | 0 | m3 | 0 | 0

## Drains90 (hidden)
Drain Type | Width W(mm) | Height H(mm) | Thickness t(mm) | Screed |  | Reinforcement / Spacing |  |  | Energy Breakers | Cascade Steps
|  |  |  | Thickness t(mm) | T (mm) | Vertical | T (mm) | Horizontal | Spacing (m) | Width | Height
DS (M) - A | 0.3 | 0.3 | 0.1 | 0.05 | 10 | 0.2 | 10 | 0.25 | 3 | [8 empty] | w
H
DS (M) - B | 0.45 | 0.45 | 0.1 | 0.05 | 10 | 0.2 | 10 | 0.25 | 3
DS (M) - C | 0.6 | 0.6 | 0.1 | 0.05 | 10 | 0.2 | 10 | 0.25 | 3
DS (M) - D | 0.75 | 0.75 | 0.125 | 0.05 | 10 | 0.2 | 10 | 0.25 | 3
DS (M) - E | 0.9 | 0.9 | 0.15 | 0.05 | 10 | 0.175 | 10 | 0.25 | 3 | [10 empty] | t
DS (M) - F | 1 | 1 | 0.15 | 0.05 | 10 | 0.175 | 10 | 0.25 | 3 | [10 empty] | Screed
DS (M) - P | 0.3 | 0.3 | 0.1 | 0.05 | 10 | 0.2 | 10 | 0.25 | 3
DS (M) - Q | 0.6 | 0.6 | 0.1 | 0.05 | 10 | 0.2 | 10 | 0.25 | 3
DS (B) - A (Type I) | 0.3 | 0.3 | 0.1 | 0.05 | 10 | 0.25 | 10 | 0.25 | 0
Berm | 1.5 |  | 0.1 |  | 10 | 0.25 | 10 | 0.15
DS (B) - B (Type I) | 0.45 | 0.45 | 0.1 | 0.05 | 10 | 0.25 | 10 | 0.25 | 0
Berm | 1.5 |  | 0.1 |  | 10 | 0.25 | 10 | 0.15
DS (B) - C (Type I) | 1 | 0.15 | 0.1 | 0.05 | 10 | 0.25 | 10 | 0.25 | 0
Berm | 1.5 |  | 0.1 |  | 10 | 0.25 | 10 | 0.15
DS (K) - A | 1 | 0.2 | 0.1 | 0.05 | 10 | 0.25 | 10 | 0.25 | 0
DS (K) - B | 1 | 0.3 | 0.1 | 0.05 | 10 | 0.25 | 10 | 0.25 | 0
DS(M) - L Type I | 0.6 | 0.6 | 0.15 | 0.05 | 10 | 0.25 | 10 | 0.25 | 0
DS(M) - L Type II | 0.8 | 0.8 | 0.15 | 0.05 | 10 | 0.25 | 10 | 0.25 | 0
DS(L) - A | 1 | 0.6 | 0.1 | 0.05 | 10 | 0.25 | 10 | 0.25 | 3
DS(L) - B | 1 | 0.8 | 0.125 | 0.05 | 10 | 0.25 | 10 | 0.25 | 3
DS(L) - C | 1 | 1 | 0.125 | 0.05 | 10 | 0.25 | 10 | 0.25 | 3
DS(L) - D | 1 | 1 | 0.125 | 0.05 | 10 | 0.25 | 10 | 0.25 | 3
DS(C) - A (Type I) | 0.45 | 0.45 | 0.1 | 0.05 | 10 | 0.25 | 10 | 0.25 |  | 0.275 | 0.275
DS(C) - B (Type I) | 0.45 | 0.6 | 0.1 | 0.05 | 10 | 0.25 | 10 | 0.25 |  | 0.275 | 0.275
DS(C) - C (Type I) | 0.6 | 0.6 | 0.1 | 0.05 | 10 | 0.25 | 10 | 0.25 |  | 0.275 | 0.275
DS(C) - D (Type I) | 0.8 | 0.8 | 0.1 | 0.05 | 10 | 0.25 | 10 | 0.25 |  | 0.275 | 0.275
DS(C) - E (Type I) | 1 | 1 | 0.125 | 0.05 | 10 | 0.25 | 10 | 0.25 |  | 0.275 | 0.275
DS(C) - A (Type II) | 0.45 | 0.45 | 0.1 | 0.05 | 10 | 0.25 | 10 | 0.25 |  | 0.9 | 0.45
DS(C) - B (Type II) | 0.45 | 0.6 | 0.1 | 0.05 | 10 | 0.25 | 10 | 0.25 |  | 0.9 | 0.45
DS(C) - C (Type II) | 0.6 | 0.6 | 0.1 | 0.05 | 10 | 0.25 | 10 | 0.25 |  | 0.9 | 0.45
DS(C) - D (Type II) | 0.8 | 0.8 | 0.1 | 0.05 | 10 | 0.25 | 10 | 0.25 |  | 0.9 | 0.45
DS(C) - E (Type II) | 1 | 0.75 | 0.125 | 0.05 | 10 | 0.25 | 10 | 0.25 |  | 0.9 | 0.45
[9 empty] | Outer FW % | Y10 RF
Drains | [8 empty] | 100% | V |  |  | H |  |  | Total
|  | Nos | Length |  | SC | Exc | C15 | C25 | FW | No's |  | Length | No's |  | Length | Length | Weight
Cut off Drains | DS-M-A |  | 83.88 |  | 167.76 | 18.873 | 2.097 | 9.2268 | 117.432 | 420.4 | 421 | 1.06 | 5.24 | 6 | 90.87 | 991.48 | 612.0247 | T10
| Energy Breakers | 28 | [5 empty] | 0.039375 | 1.302 | 28 | 28 | 0.39 |  |  |  | 10.92 | 6.7407 | T10 | 618.7654
Cut off Drains | DS-M-B |  | 93.91 |  | 342.7715 | 36.6249 | 3.0521 | 14.5561 | 187.82 | 470.55 | 471 | 1.51 | 7.04 | 8 | 101.7358 | 1525.0967 | 941.4177 | T10
| Energy Breakers | 32 | [5 empty] | 0.0675 | 2.232 | 32 | 32 | 0.54 |  |  |  | 17.28 | 10.6667 | T10 | 952.0844
Cut off Drains | DS-M-C |  |  |  | 0 | 0 | 0 | 0 | 0 | 0 | 0 | 1.96 | 8.84 | 9 | 0 | 0 | 0 | T10
| Energy Breakers | 0 |  |  |  | 0 |  | 0 | 0 | 0 | 0 | 0.69 |  |  |  | 0 | 0 | T10 | 0
Cut off Drains | DS-M-R |  |  |  | 0 | 0 | 0 | 0 | 0 | 0 | 0 | 2.51 | 11.04 | 12 | 0 | 0 | 0 | T10
| Energy Breakers | 0 | [5 empty] | 0 | 0 | 0 | 0 | 0.84 |  |  |  | 0 | 0 | T10 | 0
Cut off Drains | DS-M-D |  |  |  | 0 | 0 | 0 | 0 | 0 | 0 | 0 | 2.51 | 11.04 | 12 | 0 | 0 | 0 | T10
| Energy Breakers | 0 | [5 empty] | 0 | 0 | 0 | 0 | 0.84 |  |  |  | 0 | 0 | T10
Subsuface Drain
PVC Pipe
Aggrigate
Cut off Drains | DS-M-E |  |  |  | 0 | 0 | 0 | 0 | 0 | 0 | 0 | 3.06 | 13.24 | 14 | 0 | 0 | 0 | T10
| Energy Breakers | 0 | [5 empty] | 0 | 0 | 0 | 0 | 0.99 |  |  |  | 0 | 0 | T10
Cut off Drains | DS-M-F |  |  |  | 0 | 0 | 0 | 0 | 0 | 0 | 0 | 3.36 | 14.44 | 15 | 0 | 0 | 0 | T10
| Energy Breakers | 0 | [5 empty] | 0 | 0 | 0 | 0 | 1.09 |  |  |  | 0 | 0 | T10
Cut off Drains | DS-M-P |  |  |  | 0 | 0 | 0 | 0 | 0 | 0 | 0 | 1.16 | 5.64 | 6 | 0 | 0 | 0 | T10
| Energy Breakers | 0 | [5 empty] | 0 | 0 | 0 | 0 | 0.39 |  |  |  | 0 | 0 | T10
Cut off Drains | DS-M-Q |  |  |  | 0 | 0 | 0 | 0 | 0 | 0 | 0 | 2.06 | 9.24 | 10 | 0 | 0 | 0 | T10
| Energy Breakers | 0 | [5 empty] | 0 | 0 | 0 | 0 | 0.69 |  |  |  | 0 | 0 | T10
Cut off Drains | DS-B-A |  |  |  | 0 | 0 | 0 | 0 | 0 | 0 | 0 | 1.16 | 5.64 | 6 | 0 | 0 | 0 | T10
| Berm |  |  |  | 0 | 0 |  | 0 | 0 | 0 | 0 | 1.46 | 10.7333 | 11 | 0 | 0 | 0 | T10
Cut off Drains | DS-B-B |  |  |  | 0 | 0 | 0 | 0 | 0 | 0 | 0 | 1.61 | 7.44 | 8 | 0 | 0 | 0 | T10
| Berm |  |  |  | 0 | 0 |  | 0 | 0 | 0 | 0 | 1.46 | 10.7333 | 11 | 0 | 0 | 0 | T10
Cut off Drains | DS-B-C |  |  |  | 0 | 0 | 0 | 0 | 0 | 0 | 0 | 1.56 | 7.24 | 8 | 0 | 0 | 0 | T10
| Berm |  |  |  | 0 | 0 |  | 0 | 0 | 0 | 0 | 1.46 | 10.7333 | 11 | 0 | 0 | 0 | T10
Cut off Drains | DS-K-A |  |  |  | 0 | 0 | 0 | 0 | 0 | 0 | 0 | 1.24 | 5.96 | 6 | 0 | 0 | 0 | T10
Cut off Drains | DS-K-B |  |  |  | 0 | 0 | 0 | 0 | 0 | 0 | 0 | 1.34 | 6.36 | 7 | 0 | 0 | 0 | T10
Cut off Drains | DS-M-L (Type I) |  |  |  | 0 | 0 | 0 | 0 | 0 | 0 | 0 | 6.2 | 23 | 23 | 0 | 0 | 0 | T10
Cut off Drains | DS-M-L (Type II) |  |  |  | 0 | 0 | 0 | 0 | 0 | 0 | 0 | 7.4 | 27 | 27 | 0 | 0 | 0 | T10
Cut off Drains | DS-L-A |  |  |  | 0 | 0 | 0 | 0 | 0 | 0 | 0 | 2.36 | 10.44 | 11 | 0 | 0 | 0 | T10
| Energy Breakers | 0 | [5 empty] | 0 | 0 | 0 | 0 | 1.01 |  |  |  | 0 | 0 | T10
Cut off Drains | DS-L-B |  |  |  | 0 | 0 | 0 | 0 | 0 | 0 | 0 | 2.86 | 12.44 | 13 | 0 | 0 | 0 | T10
| Energy Breakers | 0 | [5 empty] | 0 | 0 | 0 | 0 | 1.01 |  |  |  | 0 | 0 | T10
Cut off Drains | DS-L-C |  |  |  | 0 | 0 | 0 | 0 | 0 | 0 | 0 | 6.96 | 26.08 | 27 | 0 | 0 | 0 | T10
| Energy Breakers | 0 | [5 empty] | 0 | 0 | 0 | 0 | 1.01 |  |  |  | 0 | 0 | T10
Cut off Drains | DS-L-D |  |  |  | 0 | 0 | 0 | 0 | 0 | 0 | 0 | 6.96 | 26.08 | 27 | 0 | 0 | 0 | T10
| Energy Breakers | 0 | [5 empty] | 0 | 0 | 0 | 0 | 1.01 |  |  |  | 0 | 0 | T10
Type I-Cascade Drains | DS-C-A |  | 11.22 |  | 18.513 | 2.0056 | 0.36465 | 1.8064 | 22.44 | 45.88 | 46 | 1.51 | 7.04 | 8 | 12.155 | 166.7 | 102.9012 | T10
| Steps | 29 | [5 empty] | 0.061172 | 3.5888 |  | 0 |  |  |  |  | 0 | 0 |  | 102.9012
| Dowels | 12
Type I-Cascade Drains | DS-C-B |  | 90.8636 |  | 149.925 | 20.6715 | 2.9531 | 17.355 | 236.2454 | 364.4545 | 365 | 1.81 | 8.24 | 9 | 98.4356 | 1546.5703 | 954.6731 | T10
| Steps | 234 | [5 empty] | 0.49359 | 28.9575 |  | 0 |  |  |  |  | 0 | 0
| Dowels | 91
Type I-Cascade Drains | DS-C-C |  | 47.63 |  | 85.734 | 13.3364 | 1.9052 | 9.8118 | 123.838 | 191.52 | 192 | 1.96 | 8.84 | 9 | 51.5992 | 840.7125 | 518.9583 | T10
| Steps | 123 | [5 empty] | 0.34594 | 20.295 |  | 0 |  |  |  |  | 0 | 0
| Dowels | 48
Type I-Cascade Drains | DS-C-D |  | 8.6 |  | 17.2 | 3.87 | 0.43 | 2.2876 | 29.24 | 35.4 | 36 | 2.56 | 11.24 | 12 | 9.3167 | 203.96 | 125.9012 | T10
| Steps | 23 | [5 empty] | 0.08625 | 5.06 |  | 0 |  |  |  |  | 0 | 0
| Dowels | 9
Type I-Cascade Drains | DS-C-E |  | 13.83 |  | 31.1175 | 9.5081 | 0.86438 | 5.7222 | 58.7775 | 56.32 | 57 | 3.26 | 14.04 | 15 | 14.9825 | 410.5575 | 253.4306 | T10
| Steps | 36 | [5 empty] | 0.16875 | 9.9 |  | 0 |  |  |  |  | 0 | 0
| Dowels | 14
Type II-Cascade Drains | DS-C-A |  | 100 |  | 165 | 20.25 | 5.85 | 20.925 | 200 | 541 | 541 | 1.51 | 7.04 | 8 | 137.5833 | 1917.5767 | 1183.6893 | T10
| Steps | 100
| Dowels | 100
Type II-Cascade Drains | DS-C-B |  | 28.19 |  | 46.5135 | 5.8725 | 1.6965 | 7.2428 | 73.294 | 157.6 | 158 | 1.81 | 8.24 | 9 | 39.8992 | 645.0725 | 398.1929 | T10
| Steps | 29
| Dowels | 29
Type II-Cascade Drains | DS-C-C |  | 100 |  | 180 | 20.25 | 7.2 | 27 | 260 | 541 | 541 | 1.96 | 8.84 | 9 | 137.5833 | 2298.61 | 1418.8951 | T10
| Steps | 100
| Dowels | 100
Type II-Cascade Drains | DS-C-D |  | 100 |  | 200 | 20.25 | 9 | 35.1 | 340 | 541 | 541 | 2.56 | 11.24 | 12 | 137.5833 | 3035.96 | 1874.0494 | T10
| Steps | 100
| Dowels | 100
Type II-Cascade Drains | DS-C-F |  | 88.0928 |  | 198.2088 | 17.82 | 12.375 | 40.8375 | 286.3017 | 476.2 | 477 | 2.76 | 12.04 | 13 | 121.0733 | 2890.4733 | 1784.2428 | T10
| Steps | 88 | [5 empty] | 0.4125 | 39.6
| Dowels | 89
[5 empty] | L | W/Area | No
DS-M-C
Drain Length With Cover Slb area
Cover Slab
Letgth | 0.5
No. of C.Slabs | 0
G25 | 0 |  | 159.75 Area
Formwork | 0
Reinforcment | 2.12 | 5 | 0 | 1.1 | 0
| 0.5 | 12 | 0 | 1.1 | 0
[5 empty] | 0 | 0.617 |  | 0
Steel Grating
| L | W |  | m2
DS(M)A | 83.88 | 0.5 |  | 41.94 | 1.1 | 46.134
Note on L79: Adminis Varies
Note on L83: Adminis Varies
Note on L87: Adminis Varies
Note on L91: Adminis Varies
Note on L95: Adminis Varies
Note on C148: Administrator: H takes as 600 mm
Note on C150: Administrator: H takes as 600 mm
Note on J164: Administrator: has added 60mm to height of base concrete
Note on J168: Administrator: has added 60mm to height of base concrete
Note on J172: Administrator: has added 60mm to height of base concrete
Note on J176: Administrator: has added 60mm to height of base concrete
Note on J180: Administrator: has added 60mm to height of base concrete

## Sheet90 (hidden)
Site No 90 L1
|  |  | Section | CS Length | Clrearing | Reshaping | Section | CS Length | Nailing
DS M A | 83.875
DS M A | 93.907 |  | ~CS01 | 6.32 | 4.58 | 1.54 | ~CS01 | 6.32 | 4.15
DS C C | 11.22 |  | CS01-CS02 | 18.17 | 5.87 | 3.215 | CS01-CS02 | 18.17 | 5.3
|  |  | CS02-CS03 | 17.88 | 10.995 | 5.135 | CS02-CS03 | 17.88 | 8.36
|  |  | CS03-CS04 | 19.8 | 9.715 | 3.555 | CS03~ | 16.28 | 10.27
Grid Beam
V | 174.48
H | 184.41
Bou. Beam | 128.25
| L | Nr
Soil nailing
32mm dia | 6m | 89
H drain
90mm dia | 20m | 6

## Bill No. 6.2
LOT -05 - BILLS OF QUANTITIES
BILL NO. 6.2 - REDUCTION OF LANDSLIDE VULNERABILITY BY MITIGATION MEASURES GAMMANA MAHA VIDYALAYA - AREA II (SITE NO. 90)
| DESCRIPTION | AMOUNT (Rs.)
BILL No. 6.2.1 - SITE CLEARING
BILL No. 6.2.2 - EARTHWORKS
BILL No. 6.2.3 - STRUCTURE CONSTRUCTION
SUB TOTAL CARRIED TO GRAND SUMMARY

## Bill 6.2.1
BILL No. 6.2.1 - SITE CLEARING |  |  | BILL NO. 6.2 - REDUCTION OF LANDSLIDE VULNERABILITY BY MITIGATION MEASURES GAMMANA MAHA VIDYALAYA - AREA II (SITE NO. 90)
BOQ ITEM | PAY ITEM | DESCRIPTION | UNIT | QTY | RATE | AMOUNT (Rs)
6.2.1.1 |  | CLEARING & GRUBBING |  |  |  |  | Drain | Other Area
6.2.1.1.1 | 201(1) | Clearing and grubbing inclusive of backfilling holes and trenches caused by removal of stumps and boulders (Average depth 150mm) | m2 | 830 |  |  | 187.5787 | 640.86 | 828.4387
6.2.1.1.2 | 201(2) | Removal of trees: 300 ≤ Girth < 600 mm | nr | 40
6.2.1.1.3 | 201(3) | Removal of trees: 600 ≤ Girth < 1,200 mm | nr | 20
6.2.1.1.4 | 201(4) | Removal of trees: 1,200 ≤ Girth < 2,000 mm | nr | 10
6.2.1.1.5 | 201(5) | Removal of trees: 2,000 < Girth mm | nr | 10
6.2.1.1.6 | 201(6) | Removal of stumps of previously fallan trees; 300≤ Girth< 600mm | nr | 10
6.2.1.1.7 | 201(10) | Removal of overhanging branches: 300 ≤ Girth | nr | 10 | [5 empty] | 0
6.2.1.2 |  | REMOVAL OF EXISTING STRUCTURES
6.2.1.2.1 | 202(1) | Dismantle and remove rubble / brick masonry structures | m3 | 10
6.2.1.2.2 | 202(3) | Dismantle and remove concrete (R/F or mass) structures | m3 | 10
Total of Bill No 6.2.1 - Site Clearing (Transfer to Summary of Bills of Quantities)

## Bill 6.2.2
BILL No. 6.2.2 - EARTHWORKS |  |  | BILL NO. 6.2 - REDUCTION OF LANDSLIDE VULNERABILITY BY MITIGATION MEASURES GAMMANA MAHA VIDYALAYA - AREA II (SITE NO. 90)
BOQ ITEM | PAY ITEM | DESCRIPTION | UNIT | QTY | RATE | AMOUNT (Rs) | Reshaping & Trimming | Nailing
6.2.2.1 |  | SIDE SLOPE EXCAVATION OR TRIMMING
6.2.2.1.1 | 301(1) | Excavation of slope up to required angle (suitable & unsuitable soils including soft rock) | m3 | 110 |  |  | 107.13 |  | 107.13
6.2.2.1.2 | 301(2) | Excavation– Boulders (0.25 m3-1.0 m3) - Provisional Quantity | m3 | 100
6.2.2.1.3 | 301(3) | Excavation (chemical blasting) of Hard rock > 1.0 m3 (Provisional Quantity) | m3 | 75
6.2.2.1.4 | 301(5) | Disposal of excess soils away from site( provisional Qty.) | m3 | 110 |  |  | 110
6.2.2.2 |  | EXCAVATION AND BACKFILL FOR STRUCTURES
6.2.2.2.1 | 302(1) | Excavation for Drains and Catch pits, soil suitable for filling including soft rock for reuse(Rate shall include Excavation & Backfill for the working space) | m3 | 56 |  |  | 55.9049
6.2.2.2.2 | 302(1) | Excavation for Gravity Wall, soil suitable for filling including soft rock for reuse(Rate shall include Excavation & Backfill for the working space) | m3 | 415 |  |  | 413.4873
6.2.2.2.3 | 302(6) | Backfill behind the Gravity Wall with suitable existing soil for structures.(Rate shall include for necessary compaction.) | m3 | 143 |  |  | 142.6602
6.2.2.2.4 | 302(2) | Excavation of Boulders - 0.25 m3 - 1.0 m3 (Provisional Quantity) | m3 | 30
6.2.2.2.5 | 302(3) | Excavation (chemical blasting) of Hard rock > 1.0 m3 (Provisional Quantity) | m3 | 40
6.2.2.2.6 | 302(7) | Disposal of excess soils away from site | m3 | 328 |  |  | 328
Total of Bill No 6.2.2 - Earthworks (Transfer to Summary of Bills of Quantities)

## Bill 6.2.3
BILL No. 6.2.3 - STRUCTURE CONSTRUCTION |  |  | BILL NO. 6.2 - REDUCTION OF LANDSLIDE VULNERABILITY BY MITIGATION MEASURES GAMMANA MAHA VIDYALAYA - AREA II (SITE NO. 90)
BOQ ITEM | PAY ITEM | DESCRIPTION | UNIT | QTY | RATE | AMOUNT (Rs)
6.2.3.1 |  | DS(M)-A DRAIN
6.2.3.1.1 | 601(1) | Concrete C15/20 for beds poured on or against earth or un-blinded hardcore | m3 | 3 |  |  | 2.2578
6.2.3.1.2 | 601(3) | Concrete C25/20 for walls and base of drains. Rate shall include expansion joints | m3 | 10 |  |  | 9.9777
6.2.3.1.3 | 602(1) | Tor – Steel reinforcement | kg | 667 |  |  | 666.2253
6.2.3.1.4 | 605(1) | Formwork for concrete sides of drains plain smooth finish | m2 | 128 |  |  | 127.8755
6.2.3.2 |  | DS(M)-C DRAIN
6.2.3.2.1 | 601(1) | Concrete C15/20 for beds poured on or against earth or un-blinded hardcore | m3 | 1 |  |  | 0.86196
6.2.3.2.2 | 601(3) | Concrete C25/20 for walls and base of drains. Rate shall include expansion joints | m3 | 5 |  |  | 4.3323
6.2.3.2.3 | 602(1) | Tor – Steel reinforcement | kg | 265 |  |  | 264.977
6.2.3.2.4 | 605(1) | Formwork for concrete sides of drains plain smooth finish | m2 | 57 |  |  | 56.7714
6.2.3.3 |  | DS(M)-D DRAIN
6.2.3.3.1 | 601(1) | Concrete C15/20 for beds poured on or against earth or un-blinded hardcore | m3 | 1 |  |  | 0.40425
6.2.3.3.2 | 601(3) | Concrete C25/20 for walls and base of drains. Rate shall include expansion joints | m3 | 3 |  |  | 2.5371
6.2.3.3.3 | 602(1) | Tor – Steel reinforcement | kg | 135 |  |  | 131.5093
6.2.3.3.4 | 605(1) | Formwork for concrete sides of drains plain smooth finish | m2 | 27 |  |  | 26.625
6.2.3.4 |  | DS(C)-C CASCADE DRAIN
6.2.3.4.1 | 601(1) | Concrete C15/20 for beds poured on or against earth or un-blinded hardcore | m3 | 2 |  |  | 1.2979
6.2.3.4.2 | 601(3) | Concrete C25/20 for walls and base of drains. Rate shall include expansion joints | m3 | 7 |  |  | 6.9203
6.2.3.4.3 | 602(1) | Tor – Steel reinforcement | kg | 355 |  |  | 353.7757
6.2.3.4.4 | 605(1) | Formwork for concrete sides of drains plain smooth finish | m2 | 100 |  |  | 98.2218
6.2.3.5 |  | DS(C)-D CASCADE DRAIN
6.2.3.5.1 | 601(1) | Concrete C15/20 for beds poured on or against earth or un-blinded hardcore | m3 | 1 |  |  | 0.67689
6.2.3.5.2 | 601(3) | Concrete C25/20 for walls and base of drains. Rate shall include expansion joints | m3 | 4 |  |  | 3.7323
6.2.3.5.3 | 602(1) | Tor – Steel reinforcement | kg | 200 |  |  | 197.1311
6.2.3.5.4 | 605(1) | Formwork for concrete sides of drains plain smooth finish | m2 | 55 |  |  | 53.7288
6.2.3.6 |  | HOT DIPPED GALVANIZED MILD STEEL DOWELS
6.2.3.6.1 | 606(1) | Supply and install (16 mm dia. ) hot dipped galvanized mild steel grouted dowels | m | 47 |  |  | 47
6.2.3.7 |  | GRAVITY WALL
6.2.3.7.1 | 603(1) | RR Masonry using cement mortar | m3 | 225 |  |  | 224.7696 | Typical drawing Not found. quantities calculated using previous typical drawings
6.2.3.7.2 | 601(1) | Lean Concrete C15/20 for beds poured on or against earth or unblinded hardcore | m3 | 8 |  |  | 7.0761
6.2.3.7.3 | 601(3) | Concrete C25/20 for Base of wall | m3 | 30 |  |  | 29.1368
6.2.3.7.4 | 605(1) | Formwork for concrete sides of drains plain smooth finish | m2 | 86 |  |  | 85.118
6.2.3.7.5 | 602(1) | Tor – Steel reinforcement | kg | 930 |  |  | 925.8961
6.2.3.7.6 | 405(1) | Aggregate backfill (20- 200mm) | m3 | 72 |  |  | 71.5933
6.2.3.7.7 | 405(2) | Geotextile/ Filter fabric | m2 | 211 |  |  | 210.6174
6.2.3.7.8 | 406(1) | Weep hole using PVC pipe (type 600) - 90mm dia | m | 83 |  |  | 82.94
6.2.3.7.9 | 603(3) | Plastering | m2 | 60 |  |  | 58.2736
6.2.3.8 |  | CHAIN LINK FENCE
6.2.3.8.1 | 504(1) | Chain link wire fence, core wire diameter 3.0 mm with 50mm x 50mm openings, fence height 1.5 m, including GI pipes / posts, Excavation, Concrete works and all as per detailed drawing no.RLVMMP/WORKS/NCB/G3/T/DR-12 | m | 67 |  |  | 66.077
6.2.3.9 |  | GRASSING/PLANTING
6.2.3.9.1 | 502(2) | Turfing as directed by the Engineer, and regular maintanance for three months | m2 | 300
Total of Bill No 6.2.3 - Structure Construction (Transfer to Summary of Bills of Quantities)

## QTY 90(2) (hidden)
LOCATION 90L1 QUANTITY CALCULATION
| L / Area | W / Space | H | Nr | Qty | Qty-Total | Unit | Add 10% | Rounded
BILL 02 : SITE CLEARING
Clearing and grubbing
~CS01 | 6.63 | 10.75 |  |  | 71.2725 |  | m2 | 78.3997 | 78.4
CS01-CS03 | 17.1 | 8.175 |  |  | 139.7925 |  | m2 | 153.7718 | 153.78
CS03~ | 15.38 | 5.6 |  |  | 86.128 |  | m2 | 94.7408 | 94.75
~CS05 | 14 | 8.43 |  |  | 118.02 |  | m2 | 129.822 | 129.83
CS05-CS06 | 10.75 | 8.52 |  |  | 91.59 |  | m2 | 100.749 | 100.75
CS06~ | 8.8 | 8.61 |  |  | 75.768 |  | m2 | 83.3448 | 83.35
640.86
BILL 03 : EARTHWORKS
Excavation - suitable soil
Excavation and disposal - unsuitable soil
Side Slope Excavation
Reshaping and Trimming
~CS01 | 6.63 | 2.15 |  |  | 14.2545 |  | m3 | 15.6799 | 15.68
CS01-CS03 | 17.1 | 1.075 |  |  | 18.3825 |  | m3 | 20.2208 | 20.23
CS03~ | 15.38 | 0.5375 |  |  | 8.2668 |  | m3 | 9.0934 | 9.1
[5 empty] | 0 |  | m3 | 0
~CS05 | 14 | 2 |  |  | 28 |  | m3 | 30.8 | 30.8
CS05-CS06 | 10.75 | 1.625 |  |  | 17.4688 |  | m3 | 19.2156 | 19.22
CS06~ | 8.8 | 1.25 |  |  | 11 |  | m3 | 12.1 | 12.1
107.13
Excavation for structures- suitable soil
Excavation for structures and disposal - unsuitable soil
Excavation for Structures
Gravity Wall
~CS01 | 6.63 | 6.2 |  |  | 41.106 | 41.106 | m3 | 45.2166 | 45.2166
CS01-CS03 | 17.1 | 5.65 |  |  | 96.615 | 96.615 | m3 | 106.2765 | 106.2765
CS03~ | 15.38 | 5.1 |  |  | 78.438 | 78.438 | m3 | 86.2818 | 86.2818
~CS05 | 14 | 3.95 |  |  | 55.3 | 55.3 | m3 | 60.83 | 60.83
CS05-CS06 | 10.75 | 4.91 |  |  | 52.7825 | 52.7825 | m3 | 58.0608 | 58.0608
CS06~ | 8.8 | 5.87 |  |  | 51.656 | 51.656 | m3 | 56.8216 | 56.8216
413.4873
Back Filling
Gravity Wall
~CS01 | 6.63 | 1.55 |  |  | 10.2765 | 10.2765 | m3 | 11.3042 | 11.3042
CS01-CS03 | 17.1 | 1.51 |  |  | 25.821 | 25.821 | m3 | 28.4031 | 28.4031
CS03~ | 15.38 | 1.47 |  |  | 22.6086 | 22.6086 | m3 | 24.8695 | 24.8695
~CS05 | 14 | 2.42 |  |  | 33.88 | 33.88 | m3 | 37.268 | 37.268
CS05-CS06 | 10.75 | 2.06 |  |  | 22.145 | 22.145 | m3 | 24.3595 | 24.3595
CS06~ | 8.8 | 1.7 |  |  | 14.96 | 14.96 | m3 | 16.456 | 16.456
142.6602
BILL 04 : DRAINAGE CONSTRUCTIONS
Lean Concrete C15/20
Concrete C25 / 20
GABION CONSTRUCTIONS
Wall - RRM | 75.68 | 2.7 |  |  | 204.336 | 204.336 | m3 | 224.7696 | 224.7696
Screed | 75.68 | 0.085 |  |  | 6.4328 | 6.4328 | m3 | 7.0761 | 7.0761
G 25 | 75.68 | 0.35 |  |  | 26.488 | 26.488 | m3 | 29.1368 | 29.1368
Aggregate | 75.68 | 0.86 |  |  | 65.0848 | 65.0848 | m3 | 71.5933 | 71.5933
Geo Textile | 75.68 | 2.53 |  |  | 191.4704 | 191.4704 | m2 | 210.6174 | 210.6174
Plaster | 75.68 | 0.7 |  |  | 52.976 | 52.976 | m2 | 58.2736 | 58.2736
Formwork | 0.425 | 4 |  |  | 1.7 | 1.7 | m2 | 1.87 | 1.87
| 75.68 | 0.25 | 4 |  | 75.68 | 75.68 | m2 | 83.248 | 83.248
85.118
Reinforcement | 1.9 | 304 |  | 0.617 | 356.3792 | 356.3792 | m3 | 392.0171 | 392.0171
| 75.68 | 9 |  | 0.617 | 420.251 | 420.251 | m3 | 462.2761 | 462.2761
Laps | 211 | 0.5 |  | 0.617 | 65.0935 | 65.0935 | m3 | 71.6029 | 71.6029
925.8961
Weep hole | 52 | 1.45 |  |  | 75.4 | 75.4 | m3 | 82.94 | 82.94
| Bar Dia. | Nr | Length | Unit Weight | Weight
Reinforcement
Formwork
Dowels
BILL 04 : CATCH-PITS
BILL 05 : SOIL NAILING & HORIZONTAL DRAINS/ Turfing
Mesh & Hydroseeding or Shotcrete
Metalic mesh
[5 empty] | 0 |  | m |  | 0
[5 empty] | 0 |  | m |  | 0
[5 empty] | 0 |  | m |  | 0
0
Hydroseeding
[5 empty] | 0 |  | m |  | 0
[5 empty] | 0 |  | m |  | 0
[5 empty] | 0 |  | m |  | 0
0
Turfing
Soil nails
[5 empty] | 0 |  | m |  | 0
0
Grid Beam
[5 empty] | 0 | 0 | m | 0 | 0
[5 empty] | 0 | 0 | m | 0 | 0
0
Horizontal drain
[5 empty] | 0 |  | m |  | 0
0
Boundery Beams
[5 empty] | 0 |  | m | 0 | 0
Turfing Area
Gabion Construction
Cantilever wall Construction
Crack Sealing
Crack sealing Area |  |  |  |  | 0 | 0 | m3 | 0 | 0

## Drains 90(2) (hidden)
Drain Type | Width W(mm) | Height H(mm) | Thickness t(mm) | Screed |  | Reinforcement / Spacing |  |  | Energy Breakers | Cascade Steps
|  |  |  | Thickness t(mm) | T (mm) | Vertical | T (mm) | Horizontal | Spacing (m) | Width | Height
DS (M) - A | 0.3 | 0.3 | 0.1 | 0.05 | 10 | 0.2 | 10 | 0.25 | 3 | [8 empty] | w
H
DS (M) - B | 0.45 | 0.45 | 0.1 | 0.05 | 10 | 0.2 | 10 | 0.25 | 3
DS (M) - C | 0.6 | 0.6 | 0.1 | 0.05 | 10 | 0.2 | 10 | 0.25 | 3
DS (M) - D | 0.75 | 0.75 | 0.125 | 0.05 | 10 | 0.2 | 10 | 0.25 | 3
DS (M) - E | 0.9 | 0.9 | 0.15 | 0.05 | 10 | 0.175 | 10 | 0.25 | 3 | [10 empty] | t
DS (M) - F | 1 | 1 | 0.15 | 0.05 | 10 | 0.175 | 10 | 0.25 | 3 | [10 empty] | Screed
DS (M) - P | 0.3 | 0.3 | 0.1 | 0.05 | 10 | 0.2 | 10 | 0.25 | 3
DS (M) - Q | 0.6 | 0.6 | 0.1 | 0.05 | 10 | 0.2 | 10 | 0.25 | 3
DS (B) - A (Type I) | 0.3 | 0.3 | 0.1 | 0.05 | 10 | 0.25 | 10 | 0.25 | 0
Berm | 1.5 |  | 0.1 |  | 10 | 0.25 | 10 | 0.15
DS (B) - B (Type I) | 0.45 | 0.45 | 0.1 | 0.05 | 10 | 0.25 | 10 | 0.25 | 0
Berm | 1.5 |  | 0.1 |  | 10 | 0.25 | 10 | 0.15
DS (B) - C (Type I) | 1 | 0.15 | 0.1 | 0.05 | 10 | 0.25 | 10 | 0.25 | 0
Berm | 1.5 |  | 0.1 |  | 10 | 0.25 | 10 | 0.15
DS (K) - A | 1 | 0.2 | 0.1 | 0.05 | 10 | 0.25 | 10 | 0.25 | 0
DS (K) - B | 1 | 0.3 | 0.1 | 0.05 | 10 | 0.25 | 10 | 0.25 | 0
DS(M) - L Type I | 0.6 | 0.6 | 0.15 | 0.05 | 10 | 0.25 | 10 | 0.25 | 0
DS(M) - L Type II | 0.8 | 0.8 | 0.15 | 0.05 | 10 | 0.25 | 10 | 0.25 | 0
DS(L) - A | 1 | 0.6 | 0.1 | 0.05 | 10 | 0.25 | 10 | 0.25 | 3
DS(L) - B | 1 | 0.8 | 0.125 | 0.05 | 10 | 0.25 | 10 | 0.25 | 3
DS(L) - C | 1 | 1 | 0.125 | 0.05 | 10 | 0.25 | 10 | 0.25 | 3
DS(L) - D | 1 | 1 | 0.125 | 0.05 | 10 | 0.25 | 10 | 0.25 | 3
DS(C) - A (Type I) | 0.45 | 0.45 | 0.1 | 0.05 | 10 | 0.25 | 10 | 0.25 |  | 0.275 | 0.275
DS(C) - B (Type I) | 0.45 | 0.6 | 0.1 | 0.05 | 10 | 0.25 | 10 | 0.25 |  | 0.275 | 0.275
DS(C) - C (Type I) | 0.6 | 0.6 | 0.1 | 0.05 | 10 | 0.25 | 10 | 0.25 |  | 0.275 | 0.275
DS(C) - D (Type I) | 0.8 | 0.8 | 0.1 | 0.05 | 10 | 0.25 | 10 | 0.25 |  | 0.275 | 0.275
DS(C) - E (Type I) | 1 | 1 | 0.125 | 0.05 | 10 | 0.25 | 10 | 0.25 |  | 0.275 | 0.275
DS(C) - A (Type II) | 0.45 | 0.45 | 0.1 | 0.05 | 10 | 0.25 | 10 | 0.25 |  | 0.9 | 0.45
DS(C) - B (Type II) | 0.45 | 0.6 | 0.1 | 0.05 | 10 | 0.25 | 10 | 0.25 |  | 0.9 | 0.45
DS(C) - C (Type II) | 0.6 | 0.6 | 0.1 | 0.05 | 10 | 0.25 | 10 | 0.25 |  | 0.9 | 0.45
DS(C) - D (Type II) | 0.8 | 0.8 | 0.1 | 0.05 | 10 | 0.25 | 10 | 0.25 |  | 0.9 | 0.45
DS(C) - E (Type II) | 1 | 0.75 | 0.125 | 0.05 | 10 | 0.25 | 10 | 0.25 |  | 0.9 | 0.45
[9 empty] | Outer FW % | Y10 RF
Drains | [8 empty] | 100% | V |  |  | H |  |  | Total
|  | Nos | Length |  | SC | Exc | C15 | C25 | FW | No's |  | Length | No's |  | Length | Length | Weight
Cut off Drains | DS-M-A |  | 90.31 |  |  | 20.3198 | 2.2578 | 9.9341 | 126.434 | 452.55 | 453 | 1.06 | 5.24 | 6 | 97.8358 | 1067.195 | 658.7623 | T10
| Energy Breakers | 31 | [5 empty] | 0.043594 | 1.4415 | 31 | 31 | 0.39 |  |  |  | 12.09 | 7.463 | T10 | 666.2253
Cut off Drains | DS-M-B |  |  |  | 0 | 0 | 0 | 0 | 0 | 0 | 0 | 1.51 | 7.04 | 8 | 0 | 0 | 0 | T10
| Energy Breakers | 0 | [5 empty] | 0 | 0 | 0 | 0 | 0.54 |  |  |  | 0 | 0 | T10 | 0
Cut off Drains | DS-M-C |  | 21.549 |  | 81.8862 | 12.9294 | 0.86196 | 4.3098 | 56.0274 | 108.745 | 109 | 1.96 | 8.84 | 9 | 23.3448 | 423.7428 | 261.5696 | T10
| Energy Breakers | 8 |  |  |  | 7.7576 |  | 0.0225 | 0.744 | 8 | 8 | 0.69 |  |  |  | 5.52 | 3.4074 | T10 | 264.977
Cut off Drains | DS-M-R |  |  |  | 0 | 0 | 0 | 0 | 0 | 0 | 0 | 2.51 | 11.04 | 12 | 0 | 0 | 0 | T10
| Energy Breakers | 0 | [5 empty] | 0 | 0 | 0 | 0 | 0.84 |  |  |  | 0 | 0 | T10 | 0
Cut off Drains | DS-M-D |  | 8.085 |  | 20.2125 | 7.4786 | 0.40425 | 2.5266 | 26.2763 | 41.425 | 42 | 2.51 | 11.04 | 12 | 8.7588 | 210.525 | 129.9537 | T10
| Energy Breakers | 3 | [5 empty] | 0.010547 | 0.34875 | 3 | 3 | 0.84 |  |  |  | 2.52 | 1.5556 | T10 | 131.5093
Subsuface Drain
PVC Pipe
Aggrigate
Cut off Drains | DS-M-E |  |  |  | 0 | 0 | 0 | 0 | 0 | 0 | 0 | 3.06 | 13.24 | 14 | 0 | 0 | 0 | T10
| Energy Breakers | 0 | [5 empty] | 0 | 0 | 0 | 0 | 0.99 |  |  |  | 0 | 0 | T10
Cut off Drains | DS-M-F |  |  |  | 0 | 0 | 0 | 0 | 0 | 0 | 0 | 3.36 | 14.44 | 15 | 0 | 0 | 0 | T10
| Energy Breakers | 0 | [5 empty] | 0 | 0 | 0 | 0 | 1.09 |  |  |  | 0 | 0 | T10
Cut off Drains | DS-M-P |  |  |  | 0 | 0 | 0 | 0 | 0 | 0 | 0 | 1.16 | 5.64 | 6 | 0 | 0 | 0 | T10
| Energy Breakers | 0 | [5 empty] | 0 | 0 | 0 | 0 | 0.39 |  |  |  | 0 | 0 | T10
Cut off Drains | DS-M-Q |  |  |  | 0 | 0 | 0 | 0 | 0 | 0 | 0 | 2.06 | 9.24 | 10 | 0 | 0 | 0 | T10
| Energy Breakers | 0 | [5 empty] | 0 | 0 | 0 | 0 | 0.69 |  |  |  | 0 | 0 | T10
Cut off Drains | DS-B-A |  |  |  | 0 | 0 | 0 | 0 | 0 | 0 | 0 | 1.16 | 5.64 | 6 | 0 | 0 | 0 | T10
| Berm |  |  |  | 0 | 0 |  | 0 | 0 | 0 | 0 | 1.46 | 10.7333 | 11 | 0 | 0 | 0 | T10
Cut off Drains | DS-B-B |  |  |  | 0 | 0 | 0 | 0 | 0 | 0 | 0 | 1.61 | 7.44 | 8 | 0 | 0 | 0 | T10
| Berm |  |  |  | 0 | 0 |  | 0 | 0 | 0 | 0 | 1.46 | 10.7333 | 11 | 0 | 0 | 0 | T10
Cut off Drains | DS-B-C |  |  |  | 0 | 0 | 0 | 0 | 0 | 0 | 0 | 1.56 | 7.24 | 8 | 0 | 0 | 0 | T10
| Berm |  |  |  | 0 | 0 |  | 0 | 0 | 0 | 0 | 1.46 | 10.7333 | 11 | 0 | 0 | 0 | T10
Cut off Drains | DS-K-A |  |  |  | 0 | 0 | 0 | 0 | 0 | 0 | 0 | 1.24 | 5.96 | 6 | 0 | 0 | 0 | T10
Cut off Drains | DS-K-B |  |  |  | 0 | 0 | 0 | 0 | 0 | 0 | 0 | 1.34 | 6.36 | 7 | 0 | 0 | 0 | T10
Cut off Drains | DS-M-L (Type I) |  |  |  | 0 | 0 | 0 | 0 | 0 | 0 | 0 | 6.2 | 23 | 23 | 0 | 0 | 0 | T10
Cut off Drains | DS-M-L (Type II) |  |  |  | 0 | 0 | 0 | 0 | 0 | 0 | 0 | 7.4 | 27 | 27 | 0 | 0 | 0 | T10
Cut off Drains | DS-L-A |  |  |  | 0 | 0 | 0 | 0 | 0 | 0 | 0 | 2.36 | 10.44 | 11 | 0 | 0 | 0 | T10
| Energy Breakers | 0 | [5 empty] | 0 | 0 | 0 | 0 | 1.01 |  |  |  | 0 | 0 | T10
Cut off Drains | DS-L-B |  |  |  | 0 | 0 | 0 | 0 | 0 | 0 | 0 | 2.86 | 12.44 | 13 | 0 | 0 | 0 | T10
| Energy Breakers | 0 | [5 empty] | 0 | 0 | 0 | 0 | 1.01 |  |  |  | 0 | 0 | T10
Cut off Drains | DS-L-C |  |  |  | 0 | 0 | 0 | 0 | 0 | 0 | 0 | 6.96 | 26.08 | 27 | 0 | 0 | 0 | T10
| Energy Breakers | 0 | [5 empty] | 0 | 0 | 0 | 0 | 1.01 |  |  |  | 0 | 0 | T10
Cut off Drains | DS-L-D |  |  |  | 0 | 0 | 0 | 0 | 0 | 0 | 0 | 6.96 | 26.08 | 27 | 0 | 0 | 0 | T10
| Energy Breakers | 0 | [5 empty] | 0 | 0 | 0 | 0 | 1.01 |  |  |  | 0 | 0 | T10
Type I-Cascade Drains | DS-C-A |  |  |  | 0 | 0 | 0 | 0 | 0 | 0 | 0 | 1.51 | 7.04 | 8 | 0 | 0 | 0 | T10
| Steps | 0 | [5 empty] | 0 | 0 |  | 0 |  |  |  |  | 0 | 0
| Dowels | 0
Type I-Cascade Drains | DS-C-B |  |  |  | 0 | 0 | 0 | 0 | 0 | 0 | 0 | 1.81 | 8.24 | 9 | 0 | 0 | 0 | T10
| Steps | 0 | [5 empty] | 0 | 0 |  | 0 |  |  |  |  | 0 | 0
| Dowels | 0
Type I-Cascade Drains | DS-C-C |  | 32.4468 |  | 58.4043 | 9.0851 | 1.2979 | 6.684 | 84.3618 | 130.7873 | 131 | 1.96 | 8.84 | 9 | 35.1507 | 573.1166 | 353.7757 | T10
| Steps | 84 | [5 empty] | 0.23625 | 13.86 |  | 0 |  |  |  |  | 0 | 0 |  | 353.7757
| Dowels | 33
Type I-Cascade Drains | DS-C-D |  | 13.5379 |  | 27.0758 | 6.092 | 0.67689 | 3.6011 | 46.0288 | 55.1515 | 56 | 2.56 | 11.24 | 12 | 14.666 | 319.3524 | 197.1311 | T10
| Steps | 35 | [5 empty] | 0.13125 | 7.7 |  | 0 |  |  |  |  | 0 | 0 |  | 197.1311
| Dowels | 14
Type I-Cascade Drains | DS-C-E |  | 13.83 |  | 31.1175 | 9.5081 | 0.86438 | 5.7222 | 58.7775 | 56.32 | 57 | 3.26 | 14.04 | 15 | 14.9825 | 410.5575 | 253.4306 | T10
| Steps | 36 | [5 empty] | 0.16875 | 9.9 |  | 0 |  |  |  |  | 0 | 0
| Dowels | 14
Type II-Cascade Drains | DS-C-A |  | 100 |  | 165 | 20.25 | 5.85 | 20.925 | 200 | 541 | 541 | 1.51 | 7.04 | 8 | 137.5833 | 1917.5767 | 1183.6893 | T10
| Steps | 100
| Dowels | 100
Type II-Cascade Drains | DS-C-B |  | 28.19 |  | 46.5135 | 5.8725 | 1.6965 | 7.2428 | 73.294 | 157.6 | 158 | 1.81 | 8.24 | 9 | 39.8992 | 645.0725 | 398.1929 | T10
| Steps | 29
| Dowels | 29
Type II-Cascade Drains | DS-C-C |  | 100 |  | 180 | 20.25 | 7.2 | 27 | 260 | 541 | 541 | 1.96 | 8.84 | 9 | 137.5833 | 2298.61 | 1418.8951 | T10
| Steps | 100
| Dowels | 100
Type II-Cascade Drains | DS-C-D |  | 100 |  | 200 | 20.25 | 9 | 35.1 | 340 | 541 | 541 | 2.56 | 11.24 | 12 | 137.5833 | 3035.96 | 1874.0494 | T10
| Steps | 100
| Dowels | 100
Type II-Cascade Drains | DS-C-F |  | 88.0928 |  | 198.2088 | 17.82 | 12.375 | 40.8375 | 286.3017 | 476.2 | 477 | 2.76 | 12.04 | 13 | 121.0733 | 2890.4733 | 1784.2428 | T10
| Steps | 88 | [5 empty] | 0.4125 | 39.6
| Dowels | 89
[5 empty] | L | W/Area | No
DS-M-C
Drain Length With Cover Slb area
Cover Slab
Letgth | 0.5
No. of C.Slabs | 0
G25 | 0 |  | 159.75 Area
Formwork | 0
Reinforcment | 2.12 | 5 | 0 | 1.1 | 0
| 0.5 | 12 | 0 | 1.1 | 0
[5 empty] | 0 | 0.617 |  | 0
Steel Grating
| L | W |  | m2
DS(M)A | 90.31 | 0.5 |  | 45.155 | 1.1 | 49.6705
Note on L79: Adminis Varies
Note on L83: Adminis Varies
Note on L87: Adminis Varies
Note on L91: Adminis Varies
Note on L95: Adminis Varies
Note on C148: Administrator: H takes as 600 mm
Note on C150: Administrator: H takes as 600 mm
Note on J164: Administrator: has added 60mm to height of base concrete
Note on J168: Administrator: has added 60mm to height of base concrete
Note on J172: Administrator: has added 60mm to height of base concrete
Note on J176: Administrator: has added 60mm to height of base concrete
Note on J180: Administrator: has added 60mm to height of base concrete

## Sheet90(2) (hidden)
Site 90 L2
|  | Section | Length | Clearing | Reshaping | Turfing | Excavation | Backfill
DS M A | 82.016
DS M C | 19.591 | ~CS01 | 6.63 | 10.75 | 2.15 | 6.68 | 6.2 | 1.55
DS M D | 7.348 | CS01-CS03 | 17.1 | 8.175 | 1.075 | 5.39 | 5.65 | 1.51
DS C C | 23.254 | CS03~ | 15.38 | 5.6 | 0.5375 | 4.1 | 5.1 | 1.47
DS C D | 9.823
|  | Section | Length | Clearing | Reshaping | Turfing | Excavation | Backfill
Gravity wall | 75.68 | ~CS05 | 14 | 8.43 | 2 | 2.275 | 3.95 | 2.42
|  | CS05-CS06 | 10.75 | 8.52 | 1.625 | 2.6375 | 4.91 | 2.06
C.Fence | 60.07 | CS06~ | 8.8 | 8.61 | 1.25 | 3 | 5.87 | 1.7

## Bill No.7 Dayworks
BILL NO. 07- DAYWORKS
ITEM | DESCRIPTION | UNIT | QTY. | RATE | AMOUNT
7.1 | LABOUR
7.1.1 | Skilled Labour | hr | 150
7.1.2 | Unskilled Labour | hr | 300
7.1.3 | Mason | hr | 100
7.1.4 | Carpenter | hr | 100
7.1.5 | Steel fixer | hr | 100
7.1.6 | Mechanic | hr | 100
7.1.7 | Plumber, Electrician | hr | 100
7.1.8 | Welder, Fitter | hr | 100
7.1.9 | Driver | hr | 100
7.2 | MATERIAL
7.2.1 | Cement | 50 kg bag | 30
7.2.2 | Sand | m3 | 20
7.2.3 | 20 mm agregate | m3 | 20
7.2.4 | Gravel(20-200mm) | m3 | 20
7.2.5 | Mild Steel reinforcement | kg | 400
7.2.6 | Tor Steel reinforcement | kg | 400
7.2.7 | PVC Pipes 90 mm | m | 20
7.2.8 | PVC Pipes 75 mm | m | 20
7.2.9 | Random Rubble (100mm) | m3 | 10
7.2.10 | Random Rubble (225mm) | m3 | 10
7.2.11 | Timber Plywood Sheet 12mm | m2 | 10
7.2.12 | Asphalt concrete: binder course material | Mt | 10
7.2.13 | Asphalt concrete: wearing course material | Mt | 10
7.2.14 | Bituminous Emulsion CSS-1 | liter | 500
7.2.15 | Bituminous Emulsion (CRS-1) | liter | 500
7.2.16 | Bituminous Emulsion (CRS-2) | liter | 500
7.2.17 | Aggregate Base Course | m3 | 200
7.2.18 | Grade 25 Readymix Concrete | m3 | 20
7.3 | PLANT
7.3.1 | Hydraulic Excavator 130HP | hr | 30
7.3.2 | Dump Truck/Tipper 20T | Km | 50 |  |  |  |  | feb
7.3.3 | Tractor/Trailer 100HP | hr | 50
7.3.4 | Air Compressor 450 cfm | hr | 30 |  |  | 1250 | 1.25 | 1562.5
7.3.5 | Soil nailing machine with accessories | hr | 30 |  |  | 5000 |  | 6250
7.3.6 | Backhoe Loader (JCB) | hr | 30 |  |  | 1850 |  | 2312.5
7.3.7 | Shotcrete Gunning machine | hr | 30
7.3.8 | Concrete Mixer | hr | 30
7.3.9 | Generator (420 KW ) | hr | 15
7.3.10 | Long reach Excavator | hr | 60
7.3.11 | Vibrating Rammer | Day | 10
7.3.12 | Plate Compactor | Day | 10
7.3.13 | 1 Tonn Roller | hr | 40
7.3.14 | 5 Tonn Roller | hr | 40
7.3.15 | Jack hammer | Day | 40
Total of Bill No 07 - DayWorks (Transfer to Summary of Bills of Quantities)